## SolarOptions
|  |  | Start | None | Sun Power | Alta | FLS | Micro Link | End - Not a Selection
Assumptions, comments, and other Notes
Size and Coverage
| Size of Solar Array | Size_Sol_Array |  | 0 | 100 | 100 | 100 | 100
| Area of Installation Equipment | Area_Install_Equip |  | 0 | 100 | 100 | 100 | 100
| Total Area per Array | Tot_Area_Array |  | 0 | 200 | 200 | 200 | 200
System Sizing
| Efficiency | PV_Cell_Eff |  | 0% | 22% | 25% | 23% | 23%
| Size (in kW) | PV_Size |  | 0 | 160 | 160 | 160 | 160
| Tilt | PV_Tilt |  | 0 | 25 | 25 | 25 | 25
| Azimuth | PV_Azimuth |  | 0 | 180 | 180 | 180 | 180
| System Losses | PV_Sys_Losses |  | 0% | 14% | 14% | 14% | 14%
| Inverter Efficiency | PV_Inv_Eff |  | 0% | 96% | 96% | 96% | 96%
| DC to AC Ratio | PV_DC_AC_Ratio |  | 0 | 1.1 | 1.1 | 1.1 | 1.1
| Annual Degradation Rate | PV_Deg_Rate |  | 0% | 1% | 1% | 1% | 1%
Labor
| Labor Hours for Installation | Lbr_Hrs_Solar |  | 0 | 20 | 20 | 20 | 20
Cost
| Labor rate | Lbr_Rate_Solar |  | 0 | 15 | 15 | 15 | 15
| Total Labor Cost | Tot_Lbr_Cost_Solar |  | 0 | 300 | 300 | 300 | 300
| Cost of Array | Cost_per_Array |  | 0 | 1500 | 1500 | 1500 | 1500
Installation Material Cost
Material List:
| Brackets |  |  | 0 | 30 | 30 | 30 | 30
| Tools |  |  | 0 | 450 | 450 | 450 | 450
| Power Inverter |  |  | 0 | 1100 | 1100 | 1100 | 1100
| etc. |  |  | 0 | 250 | 250 | 250 | 250
| Total Installation Material Cost | Tot_Mat_Cost_Array |  | 0 | 1830 | 1830 | 1830 | 1830
| Useful Life of Solar Array | Use_Life_Array |  | 0 | 20 | 20 | 20 | 20
| Useful Life of Inverter | PV_Inv_Life
| Inverter Cost | PV_Inv_Cost
| Maintenance Cost (as a %of explicit Cost) | Maint_Cost_Solar |  | 0% | 5% | 5% | 5% | 5%
| Total Cost per Array | Tot_Cost_per_Array |  | 0 | 3630 | 3630 | 3630 | 3630
| Panel Cost (per Watt) | PV_Panel_Cost |  | 0 | 0.65 | 0.65 | 0.65 | 0.65
| Soft Cost (per Watt) | PV_Soft_Cost |  | 0 | 0.4 | 0.4 | 0.4 | 0.4
| Operations and Maintenance Cost (per Watt) | PV_O&M_Cost |  | 0 | 0.01 | 0.01 | 0.01 | 0.01

## BatteryOptions
|  |  | Start | None | Lithium Ion | Lead-Acid | VRFB | End - Not a Selection
Assumptions, comments, and other Notes
Size and Life
| Energy Storage System Unit Size | ESS_Unit_Size |  | 0 | 110 | 110 | 110
| Number of Units | ESS_Num_Units |  | 0 | 2 | 2 | 2
| Minimum State of Charge | ESS_Min_SOC |  | 0% | 20% | 20% | 20%
| Effective Capacity | ESS_Eff_Capacity |  | 0 | 176 | 200 | 176
| Max Voltage | ESS_Vmax |  | 0 | 999 | 999 | 999
| Nominal Voltage | ESS_Vnom |  | 0 | 880 | 880 | 880
| Minimum Voltage | ESS_Vmin |  | 0 | 714 | 714 | 714
| Charge Efficiency | ESS_Charge_Eff |  | 0% | 97.5% | 97.5% | 97.5%
| Discharge Efficiency | ESS_Discharge_Eff |  | 0% | 97.5% | 97.5% | 97.5%
| Charge Power | ESS_Charge_Pwr |  | 0 | 33 | 33 | 33
| Discharge Power | ESS_Discharge_Pwr |  | 0 | 33 | 33 | 33
| Cycle Life | ESS_Cyc_Life |  | 0 | 5000 | 5000 | 5000
| Degradation Rate | ESS_Deg_Rate |  | 0 | 5000 | 5000 | 5000
Labor
| Labor Hours for Installation | Lbr_Hrs_Batt |  | 0 | 20 | 20 | 20
Cost
| Labor rate |  |  |  | 15 | 15 | 15
| Total Labor Cost | Tot_Lbr_Cost_Batt |  | 0 | 300 | 300 | 300
| Cost of Battery | Cost_Battery |  |  | 1500 | 1500 | 1500
Installation Material Cost
Material List:
| Brackets |  |  |  | 30 | 30 | 30
| Tools |  |  |  | 450 | 450 | 450
| Power Inverter |  |  |  | 1100 | 1100 | 1100
| etc. |  |  |  | 250 | 250 | 250
| Total Installation Material Cost | Tot_Mat_Cost |  | 0 | 1830 | 1830 | 1830
| Cycle Life of Battery | Cycle_Life_Batt |  | 0 | 5 | 5 | 5
| Total Cost per Array | Tot_Cost_per_Batt |  | 0 | 3630 | 3630 | 3630
| Cost per KWH | ESS_Cost |  | 0 | 400 | 400 | 400
| Operations and Management Cost per KWH | ESS_OM_Cost |  | 0 | 0 | 0 | 0

## TariffScheduleOptions
[7 empty] | Start | None | Cheyenne1 | Pheonix1 | <Open> | End - Not a Selection
Assumptions, comments, and other Notes | [5 empty] | Comments
Location Characteristics
| City |  |  |  |  | Loc_City |  | None | Cheyenne | Phoenix
| County |  |  |  |  | Loc_County |  | None | Laramie | Maricopa
| State |  |  |  |  | Loc_State |  | None | WY | AZ
| Country |  |  |  |  | Loc_Country |  | None | USA | USA
| Tariff Escalation Factor |  |  |  |  | Tariff_Esc_Factor |  | 0% | 2.5% | 2.5%
| Subsidy (as % of Total Install Cost) |  |  |  |  | Subsidy |  | 0% | 80% | 80%
Month | Day | Hour | Hour of Year | Weekday? Y/N | Holiday? Y/N |  |  | Cost by Location (per KWH)
1 | 1 | 0 | 1 | Sunday |  | Year_Start |  | 0 | 0.2 | 0.2
1 | 1 | 1 | 2 | Sunday |  |  |  | 0 | 0.2 | 0.2
1 | 1 | 2 | 3 | Sunday |  |  |  | 0 | 0.2 | 0.2
1 | 1 | 3 | 4 | Sunday |  |  |  | 0 | 0.2 | 0.2
1 | 1 | 4 | 5 | Sunday |  |  |  | 0 | 0.3 | 0.3
1 | 1 | 5 | 6 | Sunday |  |  |  | 0 | 0.45 | 0.45
1 | 1 | 6 | 7 | Sunday |  |  |  | 0 | 0.58 | 0.58
1 | 1 | 7 | 8 | Sunday |  |  |  | 0 | 0.7 | 0.7
1 | 1 | 8 | 9 | Sunday |  |  |  | 0 | 0.85 | 0.85
1 | 1 | 9 | 10 | Sunday |  |  |  | 0 | 1.03 | 1.03
1 | 1 | 10 | 11 | Sunday |  |  |  | 0 | 0.99 | 0.99
1 | 1 | 11 | 12 | Sunday |  |  |  | 0 | 0.92 | 0.92
1 | 1 | 12 | 13 | Sunday |  |  |  | 0 | 0.95 | 0.95
1 | 1 | 13 | 14 | Sunday |  |  |  | 0 | 1 | 1
1 | 1 | 14 | 15 | Sunday |  |  |  | 0 | 1.02 | 1.02
1 | 1 | 15 | 16 | Sunday |  |  |  | 0 | 1.03 | 1.03
1 | 1 | 16 | 17 | Sunday |  |  |  | 0 | 1.05 | 1.05
1 | 1 | 17 | 18 | Sunday |  |  |  | 0 | 0.85 | 0.85
1 | 1 | 18 | 19 | Sunday |  |  |  | 0 | 0.7 | 0.7
1 | 1 | 19 | 20 | Sunday |  |  |  | 0 | 0.55 | 0.55
1 | 1 | 20 | 21 | Sunday |  |  |  | 0 | 0.35 | 0.35
1 | 1 | 21 | 22 | Sunday |  |  |  | 0 | 0.2 | 0.2
1 | 1 | 22 | 23 | Sunday |  |  |  | 0 | 0.2 | 0.2
1 | 1 | 23 | 24 | Sunday |  |  |  | 0 | 0.2 | 0.2
1 | 2 | 0 | 25 | Yes |  |  |  | 0 | 0.2 | 0.2
1 | 2 | 1 | 26 | Yes |  |  |  | 0 | 0.2 | 0.2
1 | 2 | 2 | 27 | Yes |  |  |  | 0 | 0.2 | 0.2
1 | 2 | 3 | 28 | Yes |  |  |  | 0 | 0.2 | 0.2
1 | 2 | 4 | 29 | Yes |  |  |  | 0 | 0.3 | 0.3
1 | 2 | 5 | 30 | Yes |  |  |  | 0 | 0.45 | 0.45
1 | 2 | 6 | 31 | Yes |  |  |  | 0 | 0.58 | 0.58
1 | 2 | 7 | 32 | Yes |  |  |  | 0 | 0.7 | 0.7
1 | 2 | 8 | 33 | Yes |  |  |  | 0 | 0.85 | 0.85
1 | 2 | 9 | 34 | Yes |  |  |  | 0 | 1.03 | 1.03
1 | 2 | 10 | 35 | Yes |  |  |  | 0 | 0.99 | 0.99
1 | 2 | 11 | 36 | Yes |  |  |  | 0 | 0.92 | 0.92
1 | 2 | 12 | 37 | Yes |  |  |  | 0 | 0.95 | 0.95
1 | 2 | 13 | 38 | Yes |  |  |  | 0 | 1 | 1
1 | 2 | 14 | 39 | Yes |  |  |  | 0 | 1.02 | 1.02
1 | 2 | 15 | 40 | Yes |  |  |  | 0 | 1.03 | 1.03
1 | 2 | 16 | 41 | Yes |  |  |  | 0 | 1.05 | 1.05
1 | 2 | 17 | 42 | Yes |  |  |  | 0 | 0.85 | 0.85
1 | 2 | 18 | 43 | Yes |  |  |  | 0 | 0.7 | 0.7
1 | 2 | 19 | 44 | Yes |  |  |  | 0 | 0.55 | 0.55
1 | 2 | 20 | 45 | Yes |  |  |  | 0 | 0.35 | 0.35
1 | 2 | 21 | 46 | Yes |  |  |  | 0 | 0.2 | 0.2
1 | 2 | 22 | 47 | Yes |  |  |  | 0 | 0.2 | 0.2
1 | 2 | 23 | 48 | Yes |  |  |  | 0 | 0.2 | 0.2
1 | 3 | 0 | 49 | Yes |  |  |  | 0 | 0.2 | 0.2
1 | 3 | 1 | 50 | Yes |  |  |  | 0 | 0.2 | 0.2
1 | 3 | 2 | 51 | Yes |  |  |  | 0 | 0.2 | 0.2
1 | 3 | 3 | 52 | Yes |  |  |  | 0 | 0.2 | 0.2
1 | 3 | 4 | 53 | Yes |  |  |  | 0 | 0.3 | 0.3
1 | 3 | 5 | 54 | Yes |  |  |  | 0 | 0.45 | 0.45
1 | 3 | 6 | 55 | Yes |  |  |  | 0 | 0.58 | 0.58
1 | 3 | 7 | 56 | Yes |  |  |  | 0 | 0.7 | 0.7
1 | 3 | 8 | 57 | Yes |  |  |  | 0 | 0.85 | 0.85
1 | 3 | 9 | 58 | Yes |  |  |  | 0 | 1.03 | 1.03
1 | 3 | 10 | 59 | Yes |  |  |  | 0 | 0.99 | 0.99
1 | 3 | 11 | 60 | Yes |  |  |  | 0 | 0.92 | 0.92
1 | 3 | 12 | 61 | Yes |  |  |  | 0 | 0.95 | 0.95
1 | 3 | 13 | 62 | Yes |  |  |  | 0 | 1 | 1
1 | 3 | 14 | 63 | Yes |  |  |  | 0 | 1.02 | 1.02
1 | 3 | 15 | 64 | Yes |  |  |  | 0 | 1.03 | 1.03
1 | 3 | 16 | 65 | Yes |  |  |  | 0 | 1.05 | 1.05
1 | 3 | 17 | 66 | Yes |  |  |  | 0 | 0.85 | 0.85
1 | 3 | 18 | 67 | Yes |  |  |  | 0 | 0.7 | 0.7
1 | 3 | 19 | 68 | Yes |  |  |  | 0 | 0.55 | 0.55
1 | 3 | 20 | 69 | Yes |  |  |  | 0 | 0.35 | 0.35
1 | 3 | 21 | 70 | Yes |  |  |  | 0 | 0.2 | 0.2
1 | 3 | 22 | 71 | Yes |  |  |  | 0 | 0.2 | 0.2
1 | 3 | 23 | 72 | Yes |  |  |  | 0 | 0.2 | 0.2
1 | 4 | 0 | 73 | Yes |  |  |  | 0 | 0.2 | 0.2
1 | 4 | 1 | 74 | Yes |  |  |  | 0 | 0.2 | 0.2
1 | 4 | 2 | 75 | Yes |  |  |  | 0 | 0.2 | 0.2
1 | 4 | 3 | 76 | Yes |  |  |  | 0 | 0.2 | 0.2
1 | 4 | 4 | 77 | Yes |  |  |  | 0 | 0.3 | 0.3
1 | 4 | 5 | 78 | Yes |  |  |  | 0 | 0.45 | 0.45
1 | 4 | 6 | 79 | Yes |  |  |  | 0 | 0.58 | 0.58
1 | 4 | 7 | 80 | Yes |  |  |  | 0 | 0.7 | 0.7
1 | 4 | 8 | 81 | Yes |  |  |  | 0 | 0.85 | 0.85
1 | 4 | 9 | 82 | Yes |  |  |  | 0 | 1.03 | 1.03
1 | 4 | 10 | 83 | Yes |  |  |  | 0 | 0.99 | 0.99
1 | 4 | 11 | 84 | Yes |  |  |  | 0 | 0.92 | 0.92
1 | 4 | 12 | 85 | Yes |  |  |  | 0 | 0.95 | 0.95
1 | 4 | 13 | 86 | Yes |  |  |  | 0 | 1 | 1
1 | 4 | 14 | 87 | Yes |  |  |  | 0 | 1.02 | 1.02
1 | 4 | 15 | 88 | Yes |  |  |  | 0 | 1.03 | 1.03
1 | 4 | 16 | 89 | Yes |  |  |  | 0 | 1.05 | 1.05
1 | 4 | 17 | 90 | Yes |  |  |  | 0 | 0.85 | 0.85
1 | 4 | 18 | 91 | Yes |  |  |  | 0 | 0.7 | 0.7
1 | 4 | 19 | 92 | Yes |  |  |  | 0 | 0.55 | 0.55
1 | 4 | 20 | 93 | Yes |  |  |  | 0 | 0.35 | 0.35
1 | 4 | 21 | 94 | Yes |  |  |  | 0 | 0.2 | 0.2
1 | 4 | 22 | 95 | Yes |  |  |  | 0 | 0.2 | 0.2
1 | 4 | 23 | 96 | Yes |  |  |  | 0 | 0.2 | 0.2
1 | 5 | 0 | 97 | Yes |  |  |  | 0 | 0.2 | 0.2
1 | 5 | 1 | 98 | Yes |  |  |  | 0 | 0.2 | 0.2
1 | 5 | 2 | 99 | Yes |  |  |  | 0 | 0.2 | 0.2
1 | 5 | 3 | 100 | Yes |  |  |  | 0 | 0.2 | 0.2
1 | 5 | 4 | 101 | Yes |  |  |  | 0 | 0.3 | 0.3
1 | 5 | 5 | 102 | Yes |  |  |  | 0 | 0.45 | 0.45
1 | 5 | 6 | 103 | Yes |  |  |  | 0 | 0.58 | 0.58
1 | 5 | 7 | 104 | Yes |  |  |  | 0 | 0.7 | 0.7
1 | 5 | 8 | 105 | Yes |  |  |  | 0 | 0.85 | 0.85
1 | 5 | 9 | 106 | Yes |  |  |  | 0 | 1.03 | 1.03
1 | 5 | 10 | 107 | Yes |  |  |  | 0 | 0.99 | 0.99
1 | 5 | 11 | 108 | Yes |  |  |  | 0 | 0.92 | 0.92
1 | 5 | 12 | 109 | Yes |  |  |  | 0 | 0.95 | 0.95
1 | 5 | 13 | 110 | Yes |  |  |  | 0 | 1 | 1
1 | 5 | 14 | 111 | Yes |  |  |  | 0 | 1.02 | 1.02
1 | 5 | 15 | 112 | Yes |  |  |  | 0 | 1.03 | 1.03
1 | 5 | 16 | 113 | Yes |  |  |  | 0 | 1.05 | 1.05
1 | 5 | 17 | 114 | Yes |  |  |  | 0 | 0.85 | 0.85
1 | 5 | 18 | 115 | Yes |  |  |  | 0 | 0.7 | 0.7
1 | 5 | 19 | 116 | Yes |  |  |  | 0 | 0.55 | 0.55
1 | 5 | 20 | 117 | Yes |  |  |  | 0 | 0.35 | 0.35
1 | 5 | 21 | 118 | Yes |  |  |  | 0 | 0.2 | 0.2
1 | 5 | 22 | 119 | Yes |  |  |  | 0 | 0.2 | 0.2
1 | 5 | 23 | 120 | Yes |  |  |  | 0 | 0.2 | 0.2
1 | 6 | 0 | 121 | Yes |  |  |  | 0 | 0.2 | 0.2
1 | 6 | 1 | 122 | Yes |  |  |  | 0 | 0.2 | 0.2
1 | 6 | 2 | 123 | Yes |  |  |  | 0 | 0.2 | 0.2
1 | 6 | 3 | 124 | Yes |  |  |  | 0 | 0.2 | 0.2
1 | 6 | 4 | 125 | Yes |  |  |  | 0 | 0.3 | 0.3
1 | 6 | 5 | 126 | Yes |  |  |  | 0 | 0.45 | 0.45
1 | 6 | 6 | 127 | Yes |  |  |  | 0 | 0.58 | 0.58
1 | 6 | 7 | 128 | Yes |  |  |  | 0 | 0.7 | 0.7
1 | 6 | 8 | 129 | Yes |  |  |  | 0 | 0.85 | 0.85
1 | 6 | 9 | 130 | Yes |  |  |  | 0 | 1.03 | 1.03
1 | 6 | 10 | 131 | Yes |  |  |  | 0 | 0.99 | 0.99
1 | 6 | 11 | 132 | Yes |  |  |  | 0 | 0.92 | 0.92
1 | 6 | 12 | 133 | Yes |  |  |  | 0 | 0.95 | 0.95
1 | 6 | 13 | 134 | Yes |  |  |  | 0 | 1 | 1
1 | 6 | 14 | 135 | Yes |  |  |  | 0 | 1.02 | 1.02
1 | 6 | 15 | 136 | Yes |  |  |  | 0 | 1.03 | 1.03
1 | 6 | 16 | 137 | Yes |  |  |  | 0 | 1.05 | 1.05
1 | 6 | 17 | 138 | Yes |  |  |  | 0 | 0.85 | 0.85
1 | 6 | 18 | 139 | Yes |  |  |  | 0 | 0.7 | 0.7
1 | 6 | 19 | 140 | Yes |  |  |  | 0 | 0.55 | 0.55
1 | 6 | 20 | 141 | Yes |  |  |  | 0 | 0.35 | 0.35
1 | 6 | 21 | 142 | Yes |  |  |  | 0 | 0.2 | 0.2
1 | 6 | 22 | 143 | Yes |  |  |  | 0 | 0.2 | 0.2
1 | 6 | 23 | 144 | Yes |  |  |  | 0 | 0.2 | 0.2
1 | 7 | 0 | 145 | Saturday |  |  |  | 0 | 0.2 | 0.2
1 | 7 | 1 | 146 | Saturday |  |  |  | 0 | 0.2 | 0.2
1 | 7 | 2 | 147 | Saturday |  |  |  | 0 | 0.2 | 0.2
1 | 7 | 3 | 148 | Saturday |  |  |  | 0 | 0.2 | 0.2
1 | 7 | 4 | 149 | Saturday |  |  |  | 0 | 0.3 | 0.3
1 | 7 | 5 | 150 | Saturday |  |  |  | 0 | 0.45 | 0.45
1 | 7 | 6 | 151 | Saturday |  |  |  | 0 | 0.58 | 0.58
1 | 7 | 7 | 152 | Saturday |  |  |  | 0 | 0.7 | 0.7
1 | 7 | 8 | 153 | Saturday |  |  |  | 0 | 0.85 | 0.85
1 | 7 | 9 | 154 | Saturday |  |  |  | 0 | 1.03 | 1.03
1 | 7 | 10 | 155 | Saturday |  |  |  | 0 | 0.99 | 0.99
1 | 7 | 11 | 156 | Saturday |  |  |  | 0 | 0.92 | 0.92
1 | 7 | 12 | 157 | Saturday |  |  |  | 0 | 0.95 | 0.95
1 | 7 | 13 | 158 | Saturday |  |  |  | 0 | 1 | 1
1 | 7 | 14 | 159 | Saturday |  |  |  | 0 | 1.02 | 1.02
1 | 7 | 15 | 160 | Saturday |  |  |  | 0 | 1.03 | 1.03
1 | 7 | 16 | 161 | Saturday |  |  |  | 0 | 1.05 | 1.05
1 | 7 | 17 | 162 | Saturday |  |  |  | 0 | 0.85 | 0.85
1 | 7 | 18 | 163 | Saturday |  |  |  | 0 | 0.7 | 0.7
1 | 7 | 19 | 164 | Saturday |  |  |  | 0 | 0.55 | 0.55
1 | 7 | 20 | 165 | Saturday |  |  |  | 0 | 0.35 | 0.35
1 | 7 | 21 | 166 | Saturday |  |  |  | 0 | 0.2 | 0.2
1 | 7 | 22 | 167 | Saturday |  |  |  | 0 | 0.2 | 0.2
1 | 7 | 23 | 168 | Saturday |  |  |  | 0 | 0.2 | 0.2
1 | 8 | 0 | 169 | Sunday |  |  |  | 0 | 0.2 | 0.2
1 | 8 | 1 | 170 | Sunday |  |  |  | 0 | 0.2 | 0.2
1 | 8 | 2 | 171 | Sunday |  |  |  | 0 | 0.2 | 0.2
1 | 8 | 3 | 172 | Sunday |  |  |  | 0 | 0.2 | 0.2
1 | 8 | 4 | 173 | Sunday |  |  |  | 0 | 0.3 | 0.3
1 | 8 | 5 | 174 | Sunday |  |  |  | 0 | 0.45 | 0.45
1 | 8 | 6 | 175 | Sunday |  |  |  | 0 | 0.58 | 0.58
1 | 8 | 7 | 176 | Sunday |  |  |  | 0 | 0.7 | 0.7
1 | 8 | 8 | 177 | Sunday |  |  |  | 0 | 0.85 | 0.85
1 | 8 | 9 | 178 | Sunday |  |  |  | 0 | 1.03 | 1.03
1 | 8 | 10 | 179 | Sunday |  |  |  | 0 | 0.99 | 0.99
1 | 8 | 11 | 180 | Sunday |  |  |  | 0 | 0.92 | 0.92
1 | 8 | 12 | 181 | Sunday |  |  |  | 0 | 0.95 | 0.95
1 | 8 | 13 | 182 | Sunday |  |  |  | 0 | 1 | 1
1 | 8 | 14 | 183 | Sunday |  |  |  | 0 | 1.02 | 1.02
1 | 8 | 15 | 184 | Sunday |  |  |  | 0 | 1.03 | 1.03
1 | 8 | 16 | 185 | Sunday |  |  |  | 0 | 1.05 | 1.05
1 | 8 | 17 | 186 | Sunday |  |  |  | 0 | 0.85 | 0.85
1 | 8 | 18 | 187 | Sunday |  |  |  | 0 | 0.7 | 0.7
1 | 8 | 19 | 188 | Sunday |  |  |  | 0 | 0.55 | 0.55
1 | 8 | 20 | 189 | Sunday |  |  |  | 0 | 0.35 | 0.35
1 | 8 | 21 | 190 | Sunday |  |  |  | 0 | 0.2 | 0.2
1 | 8 | 22 | 191 | Sunday |  |  |  | 0 | 0.2 | 0.2
1 | 8 | 23 | 192 | Sunday |  |  |  | 0 | 0.2 | 0.2
1 | 9 | 0 | 193 | Yes |  |  |  | 0 | 0.2 | 0.2
1 | 9 | 1 | 194 | Yes |  |  |  | 0 | 0.2 | 0.2
1 | 9 | 2 | 195 | Yes |  |  |  | 0 | 0.2 | 0.2
1 | 9 | 3 | 196 | Yes |  |  |  | 0 | 0.2 | 0.2
1 | 9 | 4 | 197 | Yes |  |  |  | 0 | 0.3 | 0.3
1 | 9 | 5 | 198 | Yes |  |  |  | 0 | 0.45 | 0.45
1 | 9 | 6 | 199 | Yes |  |  |  | 0 | 0.58 | 0.58
1 | 9 | 7 | 200 | Yes |  |  |  | 0 | 0.7 | 0.7
1 | 9 | 8 | 201 | Yes |  |  |  | 0 | 0.85 | 0.85
1 | 9 | 9 | 202 | Yes |  |  |  | 0 | 1.03 | 1.03
1 | 9 | 10 | 203 | Yes |  |  |  | 0 | 0.99 | 0.99
1 | 9 | 11 | 204 | Yes |  |  |  | 0 | 0.92 | 0.92
1 | 9 | 12 | 205 | Yes |  |  |  | 0 | 0.95 | 0.95
1 | 9 | 13 | 206 | Yes |  |  |  | 0 | 1 | 1
1 | 9 | 14 | 207 | Yes |  |  |  | 0 | 1.02 | 1.02
1 | 9 | 15 | 208 | Yes |  |  |  | 0 | 1.03 | 1.03
1 | 9 | 16 | 209 | Yes |  |  |  | 0 | 1.05 | 1.05
1 | 9 | 17 | 210 | Yes |  |  |  | 0 | 0.85 | 0.85
1 | 9 | 18 | 211 | Yes |  |  |  | 0 | 0.7 | 0.7
1 | 9 | 19 | 212 | Yes |  |  |  | 0 | 0.55 | 0.55
1 | 9 | 20 | 213 | Yes |  |  |  | 0 | 0.35 | 0.35
1 | 9 | 21 | 214 | Yes |  |  |  | 0 | 0.2 | 0.2
1 | 9 | 22 | 215 | Yes |  |  |  | 0 | 0.2 | 0.2
1 | 9 | 23 | 216 | Yes |  |  |  | 0 | 0.2 | 0.2
1 | 10 | 0 | 217 | Yes |  |  |  | 0 | 0.2 | 0.2
1 | 10 | 1 | 218 | Yes |  |  |  | 0 | 0.2 | 0.2
1 | 10 | 2 | 219 | Yes |  |  |  | 0 | 0.2 | 0.2
1 | 10 | 3 | 220 | Yes |  |  |  | 0 | 0.2 | 0.2
1 | 10 | 4 | 221 | Yes |  |  |  | 0 | 0.3 | 0.3
1 | 10 | 5 | 222 | Yes |  |  |  | 0 | 0.45 | 0.45
1 | 10 | 6 | 223 | Yes |  |  |  | 0 | 0.58 | 0.58
1 | 10 | 7 | 224 | Yes |  |  |  | 0 | 0.7 | 0.7
1 | 10 | 8 | 225 | Yes |  |  |  | 0 | 0.85 | 0.85
1 | 10 | 9 | 226 | Yes |  |  |  | 0 | 1.03 | 1.03
1 | 10 | 10 | 227 | Yes |  |  |  | 0 | 0.99 | 0.99
1 | 10 | 11 | 228 | Yes |  |  |  | 0 | 0.92 | 0.92
1 | 10 | 12 | 229 | Yes |  |  |  | 0 | 0.95 | 0.95
1 | 10 | 13 | 230 | Yes |  |  |  | 0 | 1 | 1
1 | 10 | 14 | 231 | Yes |  |  |  | 0 | 1.02 | 1.02
1 | 10 | 15 | 232 | Yes |  |  |  | 0 | 1.03 | 1.03
1 | 10 | 16 | 233 | Yes |  |  |  | 0 | 1.05 | 1.05
1 | 10 | 17 | 234 | Yes |  |  |  | 0 | 0.85 | 0.85
1 | 10 | 18 | 235 | Yes |  |  |  | 0 | 0.7 | 0.7
1 | 10 | 19 | 236 | Yes |  |  |  | 0 | 0.55 | 0.55
1 | 10 | 20 | 237 | Yes |  |  |  | 0 | 0.35 | 0.35
1 | 10 | 21 | 238 | Yes |  |  |  | 0 | 0.2 | 0.2
1 | 10 | 22 | 239 | Yes |  |  |  | 0 | 0.2 | 0.2
1 | 10 | 23 | 240 | Yes |  |  |  | 0 | 0.2 | 0.2
1 | 11 | 0 | 241 | Yes |  |  |  | 0 | 0.2 | 0.2
1 | 11 | 1 | 242 | Yes |  |  |  | 0 | 0.2 | 0.2
1 | 11 | 2 | 243 | Yes |  |  |  | 0 | 0.2 | 0.2
1 | 11 | 3 | 244 | Yes |  |  |  | 0 | 0.2 | 0.2
1 | 11 | 4 | 245 | Yes |  |  |  | 0 | 0.3 | 0.3
1 | 11 | 5 | 246 | Yes |  |  |  | 0 | 0.45 | 0.45
1 | 11 | 6 | 247 | Yes |  |  |  | 0 | 0.58 | 0.58
1 | 11 | 7 | 248 | Yes |  |  |  | 0 | 0.7 | 0.7
1 | 11 | 8 | 249 | Yes |  |  |  | 0 | 0.85 | 0.85
1 | 11 | 9 | 250 | Yes |  |  |  | 0 | 1.03 | 1.03
1 | 11 | 10 | 251 | Yes |  |  |  | 0 | 0.99 | 0.99
1 | 11 | 11 | 252 | Yes |  |  |  | 0 | 0.92 | 0.92
1 | 11 | 12 | 253 | Yes |  |  |  | 0 | 0.95 | 0.95
1 | 11 | 13 | 254 | Yes |  |  |  | 0 | 1 | 1
1 | 11 | 14 | 255 | Yes |  |  |  | 0 | 1.02 | 1.02
1 | 11 | 15 | 256 | Yes |  |  |  | 0 | 1.03 | 1.03
1 | 11 | 16 | 257 | Yes |  |  |  | 0 | 1.05 | 1.05
1 | 11 | 17 | 258 | Yes |  |  |  | 0 | 0.85 | 0.85
1 | 11 | 18 | 259 | Yes |  |  |  | 0 | 0.7 | 0.7
1 | 11 | 19 | 260 | Yes |  |  |  | 0 | 0.55 | 0.55
1 | 11 | 20 | 261 | Yes |  |  |  | 0 | 0.35 | 0.35
1 | 11 | 21 | 262 | Yes |  |  |  | 0 | 0.2 | 0.2
1 | 11 | 22 | 263 | Yes |  |  |  | 0 | 0.2 | 0.2
1 | 11 | 23 | 264 | Yes |  |  |  | 0 | 0.2 | 0.2
1 | 12 | 0 | 265 | Yes |  |  |  | 0 | 0.2 | 0.2
1 | 12 | 1 | 266 | Yes |  |  |  | 0 | 0.2 | 0.2
1 | 12 | 2 | 267 | Yes |  |  |  | 0 | 0.2 | 0.2
1 | 12 | 3 | 268 | Yes |  |  |  | 0 | 0.2 | 0.2
1 | 12 | 4 | 269 | Yes |  |  |  | 0 | 0.3 | 0.3
1 | 12 | 5 | 270 | Yes |  |  |  | 0 | 0.45 | 0.45
1 | 12 | 6 | 271 | Yes |  |  |  | 0 | 0.58 | 0.58
1 | 12 | 7 | 272 | Yes |  |  |  | 0 | 0.7 | 0.7
1 | 12 | 8 | 273 | Yes |  |  |  | 0 | 0.85 | 0.85
1 | 12 | 9 | 274 | Yes |  |  |  | 0 | 1.03 | 1.03
1 | 12 | 10 | 275 | Yes |  |  |  | 0 | 0.99 | 0.99
1 | 12 | 11 | 276 | Yes |  |  |  | 0 | 0.92 | 0.92
1 | 12 | 12 | 277 | Yes |  |  |  | 0 | 0.95 | 0.95
1 | 12 | 13 | 278 | Yes |  |  |  | 0 | 1 | 1
1 | 12 | 14 | 279 | Yes |  |  |  | 0 | 1.02 | 1.02
1 | 12 | 15 | 280 | Yes |  |  |  | 0 | 1.03 | 1.03
1 | 12 | 16 | 281 | Yes |  |  |  | 0 | 1.05 | 1.05
1 | 12 | 17 | 282 | Yes |  |  |  | 0 | 0.85 | 0.85
1 | 12 | 18 | 283 | Yes |  |  |  | 0 | 0.7 | 0.7
1 | 12 | 19 | 284 | Yes |  |  |  | 0 | 0.55 | 0.55
1 | 12 | 20 | 285 | Yes |  |  |  | 0 | 0.35 | 0.35
1 | 12 | 21 | 286 | Yes |  |  |  | 0 | 0.2 | 0.2
1 | 12 | 22 | 287 | Yes |  |  |  | 0 | 0.2 | 0.2
1 | 12 | 23 | 288 | Yes |  |  |  | 0 | 0.2 | 0.2
1 | 13 | 0 | 289 | Yes |  |  |  | 0 | 0.2 | 0.2
1 | 13 | 1 | 290 | Yes |  |  |  | 0 | 0.2 | 0.2
1 | 13 | 2 | 291 | Yes |  |  |  | 0 | 0.2 | 0.2
1 | 13 | 3 | 292 | Yes |  |  |  | 0 | 0.2 | 0.2
1 | 13 | 4 | 293 | Yes |  |  |  | 0 | 0.3 | 0.3
1 | 13 | 5 | 294 | Yes |  |  |  | 0 | 0.45 | 0.45
1 | 13 | 6 | 295 | Yes |  |  |  | 0 | 0.58 | 0.58
1 | 13 | 7 | 296 | Yes |  |  |  | 0 | 0.7 | 0.7
1 | 13 | 8 | 297 | Yes |  |  |  | 0 | 0.85 | 0.85
1 | 13 | 9 | 298 | Yes |  |  |  | 0 | 1.03 | 1.03
1 | 13 | 10 | 299 | Yes |  |  |  | 0 | 0.99 | 0.99
1 | 13 | 11 | 300 | Yes |  |  |  | 0 | 0.92 | 0.92
1 | 13 | 12 | 301 | Yes |  |  |  | 0 | 0.95 | 0.95
1 | 13 | 13 | 302 | Yes |  |  |  | 0 | 1 | 1
1 | 13 | 14 | 303 | Yes |  |  |  | 0 | 1.02 | 1.02
1 | 13 | 15 | 304 | Yes |  |  |  | 0 | 1.03 | 1.03
1 | 13 | 16 | 305 | Yes |  |  |  | 0 | 1.05 | 1.05
1 | 13 | 17 | 306 | Yes |  |  |  | 0 | 0.85 | 0.85
1 | 13 | 18 | 307 | Yes |  |  |  | 0 | 0.7 | 0.7
1 | 13 | 19 | 308 | Yes |  |  |  | 0 | 0.55 | 0.55
1 | 13 | 20 | 309 | Yes |  |  |  | 0 | 0.35 | 0.35
1 | 13 | 21 | 310 | Yes |  |  |  | 0 | 0.2 | 0.2
1 | 13 | 22 | 311 | Yes |  |  |  | 0 | 0.2 | 0.2
1 | 13 | 23 | 312 | Yes |  |  |  | 0 | 0.2 | 0.2
1 | 14 | 0 | 313 | Saturday |  |  |  | 0 | 0.2 | 0.2
1 | 14 | 1 | 314 | Saturday |  |  |  | 0 | 0.2 | 0.2
1 | 14 | 2 | 315 | Saturday |  |  |  | 0 | 0.2 | 0.2
1 | 14 | 3 | 316 | Saturday |  |  |  | 0 | 0.2 | 0.2
1 | 14 | 4 | 317 | Saturday |  |  |  | 0 | 0.3 | 0.3
1 | 14 | 5 | 318 | Saturday |  |  |  | 0 | 0.45 | 0.45
1 | 14 | 6 | 319 | Saturday |  |  |  | 0 | 0.58 | 0.58
1 | 14 | 7 | 320 | Saturday |  |  |  | 0 | 0.7 | 0.7
1 | 14 | 8 | 321 | Saturday |  |  |  | 0 | 0.85 | 0.85
1 | 14 | 9 | 322 | Saturday |  |  |  | 0 | 1.03 | 1.03
1 | 14 | 10 | 323 | Saturday |  |  |  | 0 | 0.99 | 0.99
1 | 14 | 11 | 324 | Saturday |  |  |  | 0 | 0.92 | 0.92
1 | 14 | 12 | 325 | Saturday |  |  |  | 0 | 0.95 | 0.95
1 | 14 | 13 | 326 | Saturday |  |  |  | 0 | 1 | 1
1 | 14 | 14 | 327 | Saturday |  |  |  | 0 | 1.02 | 1.02
1 | 14 | 15 | 328 | Saturday |  |  |  | 0 | 1.03 | 1.03
1 | 14 | 16 | 329 | Saturday |  |  |  | 0 | 1.05 | 1.05
1 | 14 | 17 | 330 | Saturday |  |  |  | 0 | 0.85 | 0.85
1 | 14 | 18 | 331 | Saturday |  |  |  | 0 | 0.7 | 0.7
1 | 14 | 19 | 332 | Saturday |  |  |  | 0 | 0.55 | 0.55
1 | 14 | 20 | 333 | Saturday |  |  |  | 0 | 0.35 | 0.35
1 | 14 | 21 | 334 | Saturday |  |  |  | 0 | 0.2 | 0.2
1 | 14 | 22 | 335 | Saturday |  |  |  | 0 | 0.2 | 0.2
1 | 14 | 23 | 336 | Saturday |  |  |  | 0 | 0.2 | 0.2
1 | 15 | 0 | 337 | Sunday |  |  |  | 0 | 0.2 | 0.2
1 | 15 | 1 | 338 | Sunday |  |  |  | 0 | 0.2 | 0.2
1 | 15 | 2 | 339 | Sunday |  |  |  | 0 | 0.2 | 0.2
1 | 15 | 3 | 340 | Sunday |  |  |  | 0 | 0.2 | 0.2
1 | 15 | 4 | 341 | Sunday |  |  |  | 0 | 0.3 | 0.3
1 | 15 | 5 | 342 | Sunday |  |  |  | 0 | 0.45 | 0.45
1 | 15 | 6 | 343 | Sunday |  |  |  | 0 | 0.58 | 0.58
1 | 15 | 7 | 344 | Sunday |  |  |  | 0 | 0.7 | 0.7
1 | 15 | 8 | 345 | Sunday |  |  |  | 0 | 0.85 | 0.85
1 | 15 | 9 | 346 | Sunday |  |  |  | 0 | 1.03 | 1.03
1 | 15 | 10 | 347 | Sunday |  |  |  | 0 | 0.99 | 0.99
1 | 15 | 11 | 348 | Sunday |  |  |  | 0 | 0.92 | 0.92
1 | 15 | 12 | 349 | Sunday |  |  |  | 0 | 0.95 | 0.95
1 | 15 | 13 | 350 | Sunday |  |  |  | 0 | 1 | 1
1 | 15 | 14 | 351 | Sunday |  |  |  | 0 | 1.02 | 1.02
1 | 15 | 15 | 352 | Sunday |  |  |  | 0 | 1.03 | 1.03
1 | 15 | 16 | 353 | Sunday |  |  |  | 0 | 1.05 | 1.05
1 | 15 | 17 | 354 | Sunday |  |  |  | 0 | 0.85 | 0.85
1 | 15 | 18 | 355 | Sunday |  |  |  | 0 | 0.7 | 0.7
1 | 15 | 19 | 356 | Sunday |  |  |  | 0 | 0.55 | 0.55
1 | 15 | 20 | 357 | Sunday |  |  |  | 0 | 0.35 | 0.35
1 | 15 | 21 | 358 | Sunday |  |  |  | 0 | 0.2 | 0.2
1 | 15 | 22 | 359 | Sunday |  |  |  | 0 | 0.2 | 0.2
1 | 15 | 23 | 360 | Sunday |  |  |  | 0 | 0.2 | 0.2
1 | 16 | 0 | 361 | Yes |  |  |  | 0 | 0.2 | 0.2
1 | 16 | 1 | 362 | Yes |  |  |  | 0 | 0.2 | 0.2
1 | 16 | 2 | 363 | Yes |  |  |  | 0 | 0.2 | 0.2
1 | 16 | 3 | 364 | Yes |  |  |  | 0 | 0.2 | 0.2
1 | 16 | 4 | 365 | Yes |  |  |  | 0 | 0.3 | 0.3
1 | 16 | 5 | 366 | Yes |  |  |  | 0 | 0.45 | 0.45
1 | 16 | 6 | 367 | Yes |  |  |  | 0 | 0.58 | 0.58
1 | 16 | 7 | 368 | Yes |  |  |  | 0 | 0.7 | 0.7
1 | 16 | 8 | 369 | Yes |  |  |  | 0 | 0.85 | 0.85
1 | 16 | 9 | 370 | Yes |  |  |  | 0 | 1.03 | 1.03
1 | 16 | 10 | 371 | Yes |  |  |  | 0 | 0.99 | 0.99
1 | 16 | 11 | 372 | Yes |  |  |  | 0 | 0.92 | 0.92
1 | 16 | 12 | 373 | Yes |  |  |  | 0 | 0.95 | 0.95
1 | 16 | 13 | 374 | Yes |  |  |  | 0 | 1 | 1
1 | 16 | 14 | 375 | Yes |  |  |  | 0 | 1.02 | 1.02
1 | 16 | 15 | 376 | Yes |  |  |  | 0 | 1.03 | 1.03
1 | 16 | 16 | 377 | Yes |  |  |  | 0 | 1.05 | 1.05
1 | 16 | 17 | 378 | Yes |  |  |  | 0 | 0.85 | 0.85
1 | 16 | 18 | 379 | Yes |  |  |  | 0 | 0.7 | 0.7
1 | 16 | 19 | 380 | Yes |  |  |  | 0 | 0.55 | 0.55
1 | 16 | 20 | 381 | Yes |  |  |  | 0 | 0.35 | 0.35
1 | 16 | 21 | 382 | Yes |  |  |  | 0 | 0.2 | 0.2
1 | 16 | 22 | 383 | Yes |  |  |  | 0 | 0.2 | 0.2
1 | 16 | 23 | 384 | Yes |  |  |  | 0 | 0.2 | 0.2
1 | 17 | 0 | 385 | Yes |  |  |  | 0 | 0.2 | 0.2
1 | 17 | 1 | 386 | Yes |  |  |  | 0 | 0.2 | 0.2
1 | 17 | 2 | 387 | Yes |  |  |  | 0 | 0.2 | 0.2
1 | 17 | 3 | 388 | Yes |  |  |  | 0 | 0.2 | 0.2
1 | 17 | 4 | 389 | Yes |  |  |  | 0 | 0.3 | 0.3
1 | 17 | 5 | 390 | Yes |  |  |  | 0 | 0.45 | 0.45
1 | 17 | 6 | 391 | Yes |  |  |  | 0 | 0.58 | 0.58
1 | 17 | 7 | 392 | Yes |  |  |  | 0 | 0.7 | 0.7
1 | 17 | 8 | 393 | Yes |  |  |  | 0 | 0.85 | 0.85
1 | 17 | 9 | 394 | Yes |  |  |  | 0 | 1.03 | 1.03
1 | 17 | 10 | 395 | Yes |  |  |  | 0 | 0.99 | 0.99
1 | 17 | 11 | 396 | Yes |  |  |  | 0 | 0.92 | 0.92
1 | 17 | 12 | 397 | Yes |  |  |  | 0 | 0.95 | 0.95
1 | 17 | 13 | 398 | Yes |  |  |  | 0 | 1 | 1
1 | 17 | 14 | 399 | Yes |  |  |  | 0 | 1.02 | 1.02
1 | 17 | 15 | 400 | Yes |  |  |  | 0 | 1.03 | 1.03
1 | 17 | 16 | 401 | Yes |  |  |  | 0 | 1.05 | 1.05
1 | 17 | 17 | 402 | Yes |  |  |  | 0 | 0.85 | 0.85
1 | 17 | 18 | 403 | Yes |  |  |  | 0 | 0.7 | 0.7
1 | 17 | 19 | 404 | Yes |  |  |  | 0 | 0.55 | 0.55
1 | 17 | 20 | 405 | Yes |  |  |  | 0 | 0.35 | 0.35
1 | 17 | 21 | 406 | Yes |  |  |  | 0 | 0.2 | 0.2
1 | 17 | 22 | 407 | Yes |  |  |  | 0 | 0.2 | 0.2
1 | 17 | 23 | 408 | Yes |  |  |  | 0 | 0.2 | 0.2
1 | 18 | 0 | 409 | Yes |  |  |  | 0 | 0.2 | 0.2
1 | 18 | 1 | 410 | Yes |  |  |  | 0 | 0.2 | 0.2
1 | 18 | 2 | 411 | Yes |  |  |  | 0 | 0.2 | 0.2
1 | 18 | 3 | 412 | Yes |  |  |  | 0 | 0.2 | 0.2
1 | 18 | 4 | 413 | Yes |  |  |  | 0 | 0.3 | 0.3
1 | 18 | 5 | 414 | Yes |  |  |  | 0 | 0.45 | 0.45
1 | 18 | 6 | 415 | Yes |  |  |  | 0 | 0.58 | 0.58
1 | 18 | 7 | 416 | Yes |  |  |  | 0 | 0.7 | 0.7
1 | 18 | 8 | 417 | Yes |  |  |  | 0 | 0.85 | 0.85
1 | 18 | 9 | 418 | Yes |  |  |  | 0 | 1.03 | 1.03
1 | 18 | 10 | 419 | Yes |  |  |  | 0 | 0.99 | 0.99
1 | 18 | 11 | 420 | Yes |  |  |  | 0 | 0.92 | 0.92
1 | 18 | 12 | 421 | Yes |  |  |  | 0 | 0.95 | 0.95
1 | 18 | 13 | 422 | Yes |  |  |  | 0 | 1 | 1
1 | 18 | 14 | 423 | Yes |  |  |  | 0 | 1.02 | 1.02
1 | 18 | 15 | 424 | Yes |  |  |  | 0 | 1.03 | 1.03
1 | 18 | 16 | 425 | Yes |  |  |  | 0 | 1.05 | 1.05
1 | 18 | 17 | 426 | Yes |  |  |  | 0 | 0.85 | 0.85
1 | 18 | 18 | 427 | Yes |  |  |  | 0 | 0.7 | 0.7
1 | 18 | 19 | 428 | Yes |  |  |  | 0 | 0.55 | 0.55
1 | 18 | 20 | 429 | Yes |  |  |  | 0 | 0.35 | 0.35
1 | 18 | 21 | 430 | Yes |  |  |  | 0 | 0.2 | 0.2
1 | 18 | 22 | 431 | Yes |  |  |  | 0 | 0.2 | 0.2
1 | 18 | 23 | 432 | Yes |  |  |  | 0 | 0.2 | 0.2
1 | 19 | 0 | 433 | Yes |  |  |  | 0 | 0.2 | 0.2
1 | 19 | 1 | 434 | Yes |  |  |  | 0 | 0.2 | 0.2
1 | 19 | 2 | 435 | Yes |  |  |  | 0 | 0.2 | 0.2
1 | 19 | 3 | 436 | Yes |  |  |  | 0 | 0.2 | 0.2
1 | 19 | 4 | 437 | Yes |  |  |  | 0 | 0.3 | 0.3
1 | 19 | 5 | 438 | Yes |  |  |  | 0 | 0.45 | 0.45
1 | 19 | 6 | 439 | Yes |  |  |  | 0 | 0.58 | 0.58
1 | 19 | 7 | 440 | Yes |  |  |  | 0 | 0.7 | 0.7
1 | 19 | 8 | 441 | Yes |  |  |  | 0 | 0.85 | 0.85
1 | 19 | 9 | 442 | Yes |  |  |  | 0 | 1.03 | 1.03
1 | 19 | 10 | 443 | Yes |  |  |  | 0 | 0.99 | 0.99
1 | 19 | 11 | 444 | Yes |  |  |  | 0 | 0.92 | 0.92
1 | 19 | 12 | 445 | Yes |  |  |  | 0 | 0.95 | 0.95
1 | 19 | 13 | 446 | Yes |  |  |  | 0 | 1 | 1
1 | 19 | 14 | 447 | Yes |  |  |  | 0 | 1.02 | 1.02
1 | 19 | 15 | 448 | Yes |  |  |  | 0 | 1.03 | 1.03
1 | 19 | 16 | 449 | Yes |  |  |  | 0 | 1.05 | 1.05
1 | 19 | 17 | 450 | Yes |  |  |  | 0 | 0.85 | 0.85
1 | 19 | 18 | 451 | Yes |  |  |  | 0 | 0.7 | 0.7
1 | 19 | 19 | 452 | Yes |  |  |  | 0 | 0.55 | 0.55
1 | 19 | 20 | 453 | Yes |  |  |  | 0 | 0.35 | 0.35
1 | 19 | 21 | 454 | Yes |  |  |  | 0 | 0.2 | 0.2
1 | 19 | 22 | 455 | Yes |  |  |  | 0 | 0.2 | 0.2
1 | 19 | 23 | 456 | Yes |  |  |  | 0 | 0.2 | 0.2
1 | 20 | 0 | 457 | Yes |  |  |  | 0 | 0.2 | 0.2
1 | 20 | 1 | 458 | Yes |  |  |  | 0 | 0.2 | 0.2
1 | 20 | 2 | 459 | Yes |  |  |  | 0 | 0.2 | 0.2
1 | 20 | 3 | 460 | Yes |  |  |  | 0 | 0.2 | 0.2
1 | 20 | 4 | 461 | Yes |  |  |  | 0 | 0.3 | 0.3
1 | 20 | 5 | 462 | Yes |  |  |  | 0 | 0.45 | 0.45
1 | 20 | 6 | 463 | Yes |  |  |  | 0 | 0.58 | 0.58
1 | 20 | 7 | 464 | Yes |  |  |  | 0 | 0.7 | 0.7
1 | 20 | 8 | 465 | Yes |  |  |  | 0 | 0.85 | 0.85
1 | 20 | 9 | 466 | Yes |  |  |  | 0 | 1.03 | 1.03
1 | 20 | 10 | 467 | Yes |  |  |  | 0 | 0.99 | 0.99
1 | 20 | 11 | 468 | Yes |  |  |  | 0 | 0.92 | 0.92
1 | 20 | 12 | 469 | Yes |  |  |  | 0 | 0.95 | 0.95
1 | 20 | 13 | 470 | Yes |  |  |  | 0 | 1 | 1
1 | 20 | 14 | 471 | Yes |  |  |  | 0 | 1.02 | 1.02
1 | 20 | 15 | 472 | Yes |  |  |  | 0 | 1.03 | 1.03
1 | 20 | 16 | 473 | Yes |  |  |  | 0 | 1.05 | 1.05
1 | 20 | 17 | 474 | Yes |  |  |  | 0 | 0.85 | 0.85
1 | 20 | 18 | 475 | Yes |  |  |  | 0 | 0.7 | 0.7
1 | 20 | 19 | 476 | Yes |  |  |  | 0 | 0.55 | 0.55
1 | 20 | 20 | 477 | Yes |  |  |  | 0 | 0.35 | 0.35
1 | 20 | 21 | 478 | Yes |  |  |  | 0 | 0.2 | 0.2
1 | 20 | 22 | 479 | Yes |  |  |  | 0 | 0.2 | 0.2
1 | 20 | 23 | 480 | Yes |  |  |  | 0 | 0.2 | 0.2
1 | 21 | 0 | 481 | Saturday |  |  |  | 0 | 0.2 | 0.2
1 | 21 | 1 | 482 | Saturday |  |  |  | 0 | 0.2 | 0.2
1 | 21 | 2 | 483 | Saturday |  |  |  | 0 | 0.2 | 0.2
1 | 21 | 3 | 484 | Saturday |  |  |  | 0 | 0.2 | 0.2
1 | 21 | 4 | 485 | Saturday |  |  |  | 0 | 0.3 | 0.3
1 | 21 | 5 | 486 | Saturday |  |  |  | 0 | 0.45 | 0.45
1 | 21 | 6 | 487 | Saturday |  |  |  | 0 | 0.58 | 0.58
1 | 21 | 7 | 488 | Saturday |  |  |  | 0 | 0.7 | 0.7
1 | 21 | 8 | 489 | Saturday |  |  |  | 0 | 0.85 | 0.85
1 | 21 | 9 | 490 | Saturday |  |  |  | 0 | 1.03 | 1.03
1 | 21 | 10 | 491 | Saturday |  |  |  | 0 | 0.99 | 0.99
1 | 21 | 11 | 492 | Saturday |  |  |  | 0 | 0.92 | 0.92
1 | 21 | 12 | 493 | Saturday |  |  |  | 0 | 0.95 | 0.95
1 | 21 | 13 | 494 | Saturday |  |  |  | 0 | 1 | 1
1 | 21 | 14 | 495 | Saturday |  |  |  | 0 | 1.02 | 1.02
1 | 21 | 15 | 496 | Saturday |  |  |  | 0 | 1.03 | 1.03
1 | 21 | 16 | 497 | Saturday |  |  |  | 0 | 1.05 | 1.05
1 | 21 | 17 | 498 | Saturday |  |  |  | 0 | 0.85 | 0.85
1 | 21 | 18 | 499 | Saturday |  |  |  | 0 | 0.7 | 0.7
1 | 21 | 19 | 500 | Saturday |  |  |  | 0 | 0.55 | 0.55
1 | 21 | 20 | 501 | Saturday |  |  |  | 0 | 0.35 | 0.35
1 | 21 | 21 | 502 | Saturday |  |  |  | 0 | 0.2 | 0.2
1 | 21 | 22 | 503 | Saturday |  |  |  | 0 | 0.2 | 0.2
1 | 21 | 23 | 504 | Saturday |  |  |  | 0 | 0.2 | 0.2
1 | 22 | 0 | 505 | Sunday |  |  |  | 0 | 0.2 | 0.2
1 | 22 | 1 | 506 | Sunday |  |  |  | 0 | 0.2 | 0.2
1 | 22 | 2 | 507 | Sunday |  |  |  | 0 | 0.2 | 0.2
1 | 22 | 3 | 508 | Sunday |  |  |  | 0 | 0.2 | 0.2
1 | 22 | 4 | 509 | Sunday |  |  |  | 0 | 0.3 | 0.3
1 | 22 | 5 | 510 | Sunday |  |  |  | 0 | 0.45 | 0.45
1 | 22 | 6 | 511 | Sunday |  |  |  | 0 | 0.58 | 0.58
1 | 22 | 7 | 512 | Sunday |  |  |  | 0 | 0.7 | 0.7
1 | 22 | 8 | 513 | Sunday |  |  |  | 0 | 0.85 | 0.85
1 | 22 | 9 | 514 | Sunday |  |  |  | 0 | 1.03 | 1.03
1 | 22 | 10 | 515 | Sunday |  |  |  | 0 | 0.99 | 0.99
1 | 22 | 11 | 516 | Sunday |  |  |  | 0 | 0.92 | 0.92
1 | 22 | 12 | 517 | Sunday |  |  |  | 0 | 0.95 | 0.95
1 | 22 | 13 | 518 | Sunday |  |  |  | 0 | 1 | 1
1 | 22 | 14 | 519 | Sunday |  |  |  | 0 | 1.02 | 1.02
1 | 22 | 15 | 520 | Sunday |  |  |  | 0 | 1.03 | 1.03
1 | 22 | 16 | 521 | Sunday |  |  |  | 0 | 1.05 | 1.05
1 | 22 | 17 | 522 | Sunday |  |  |  | 0 | 0.85 | 0.85
1 | 22 | 18 | 523 | Sunday |  |  |  | 0 | 0.7 | 0.7
1 | 22 | 19 | 524 | Sunday |  |  |  | 0 | 0.55 | 0.55
1 | 22 | 20 | 525 | Sunday |  |  |  | 0 | 0.35 | 0.35
1 | 22 | 21 | 526 | Sunday |  |  |  | 0 | 0.2 | 0.2
1 | 22 | 22 | 527 | Sunday |  |  |  | 0 | 0.2 | 0.2
1 | 22 | 23 | 528 | Sunday |  |  |  | 0 | 0.2 | 0.2
1 | 23 | 0 | 529 | Yes |  |  |  | 0 | 0.2 | 0.2
1 | 23 | 1 | 530 | Yes |  |  |  | 0 | 0.2 | 0.2
1 | 23 | 2 | 531 | Yes |  |  |  | 0 | 0.2 | 0.2
1 | 23 | 3 | 532 | Yes |  |  |  | 0 | 0.2 | 0.2
1 | 23 | 4 | 533 | Yes |  |  |  | 0 | 0.3 | 0.3
1 | 23 | 5 | 534 | Yes |  |  |  | 0 | 0.45 | 0.45
1 | 23 | 6 | 535 | Yes |  |  |  | 0 | 0.58 | 0.58
1 | 23 | 7 | 536 | Yes |  |  |  | 0 | 0.7 | 0.7
1 | 23 | 8 | 537 | Yes |  |  |  | 0 | 0.85 | 0.85
1 | 23 | 9 | 538 | Yes |  |  |  | 0 | 1.03 | 1.03
1 | 23 | 10 | 539 | Yes |  |  |  | 0 | 0.99 | 0.99
1 | 23 | 11 | 540 | Yes |  |  |  | 0 | 0.92 | 0.92
1 | 23 | 12 | 541 | Yes |  |  |  | 0 | 0.95 | 0.95
1 | 23 | 13 | 542 | Yes |  |  |  | 0 | 1 | 1
1 | 23 | 14 | 543 | Yes |  |  |  | 0 | 1.02 | 1.02
1 | 23 | 15 | 544 | Yes |  |  |  | 0 | 1.03 | 1.03
1 | 23 | 16 | 545 | Yes |  |  |  | 0 | 1.05 | 1.05
1 | 23 | 17 | 546 | Yes |  |  |  | 0 | 0.85 | 0.85
1 | 23 | 18 | 547 | Yes |  |  |  | 0 | 0.7 | 0.7
1 | 23 | 19 | 548 | Yes |  |  |  | 0 | 0.55 | 0.55
1 | 23 | 20 | 549 | Yes |  |  |  | 0 | 0.35 | 0.35
1 | 23 | 21 | 550 | Yes |  |  |  | 0 | 0.2 | 0.2
1 | 23 | 22 | 551 | Yes |  |  |  | 0 | 0.2 | 0.2
1 | 23 | 23 | 552 | Yes |  |  |  | 0 | 0.2 | 0.2
1 | 24 | 0 | 553 | Yes |  |  |  | 0 | 0.2 | 0.2
1 | 24 | 1 | 554 | Yes |  |  |  | 0 | 0.2 | 0.2
1 | 24 | 2 | 555 | Yes |  |  |  | 0 | 0.2 | 0.2
1 | 24 | 3 | 556 | Yes |  |  |  | 0 | 0.2 | 0.2
1 | 24 | 4 | 557 | Yes |  |  |  | 0 | 0.3 | 0.3
1 | 24 | 5 | 558 | Yes |  |  |  | 0 | 0.45 | 0.45
1 | 24 | 6 | 559 | Yes |  |  |  | 0 | 0.58 | 0.58
1 | 24 | 7 | 560 | Yes |  |  |  | 0 | 0.7 | 0.7
1 | 24 | 8 | 561 | Yes |  |  |  | 0 | 0.85 | 0.85
1 | 24 | 9 | 562 | Yes |  |  |  | 0 | 1.03 | 1.03
1 | 24 | 10 | 563 | Yes |  |  |  | 0 | 0.99 | 0.99
1 | 24 | 11 | 564 | Yes |  |  |  | 0 | 0.92 | 0.92
1 | 24 | 12 | 565 | Yes |  |  |  | 0 | 0.95 | 0.95
1 | 24 | 13 | 566 | Yes |  |  |  | 0 | 1 | 1
1 | 24 | 14 | 567 | Yes |  |  |  | 0 | 1.02 | 1.02
1 | 24 | 15 | 568 | Yes |  |  |  | 0 | 1.03 | 1.03
1 | 24 | 16 | 569 | Yes |  |  |  | 0 | 1.05 | 1.05
1 | 24 | 17 | 570 | Yes |  |  |  | 0 | 0.85 | 0.85
1 | 24 | 18 | 571 | Yes |  |  |  | 0 | 0.7 | 0.7
1 | 24 | 19 | 572 | Yes |  |  |  | 0 | 0.55 | 0.55
1 | 24 | 20 | 573 | Yes |  |  |  | 0 | 0.35 | 0.35
1 | 24 | 21 | 574 | Yes |  |  |  | 0 | 0.2 | 0.2
1 | 24 | 22 | 575 | Yes |  |  |  | 0 | 0.2 | 0.2
1 | 24 | 23 | 576 | Yes |  |  |  | 0 | 0.2 | 0.2
1 | 25 | 0 | 577 | Yes |  |  |  | 0 | 0.2 | 0.2
1 | 25 | 1 | 578 | Yes |  |  |  | 0 | 0.2 | 0.2
1 | 25 | 2 | 579 | Yes |  |  |  | 0 | 0.2 | 0.2
1 | 25 | 3 | 580 | Yes |  |  |  | 0 | 0.2 | 0.2
1 | 25 | 4 | 581 | Yes |  |  |  | 0 | 0.3 | 0.3
1 | 25 | 5 | 582 | Yes |  |  |  | 0 | 0.45 | 0.45
1 | 25 | 6 | 583 | Yes |  |  |  | 0 | 0.58 | 0.58
1 | 25 | 7 | 584 | Yes |  |  |  | 0 | 0.7 | 0.7
1 | 25 | 8 | 585 | Yes |  |  |  | 0 | 0.85 | 0.85
1 | 25 | 9 | 586 | Yes |  |  |  | 0 | 1.03 | 1.03
1 | 25 | 10 | 587 | Yes |  |  |  | 0 | 0.99 | 0.99
1 | 25 | 11 | 588 | Yes |  |  |  | 0 | 0.92 | 0.92
1 | 25 | 12 | 589 | Yes |  |  |  | 0 | 0.95 | 0.95
1 | 25 | 13 | 590 | Yes |  |  |  | 0 | 1 | 1
1 | 25 | 14 | 591 | Yes |  |  |  | 0 | 1.02 | 1.02
1 | 25 | 15 | 592 | Yes |  |  |  | 0 | 1.03 | 1.03
1 | 25 | 16 | 593 | Yes |  |  |  | 0 | 1.05 | 1.05
1 | 25 | 17 | 594 | Yes |  |  |  | 0 | 0.85 | 0.85
1 | 25 | 18 | 595 | Yes |  |  |  | 0 | 0.7 | 0.7
1 | 25 | 19 | 596 | Yes |  |  |  | 0 | 0.55 | 0.55
1 | 25 | 20 | 597 | Yes |  |  |  | 0 | 0.35 | 0.35
1 | 25 | 21 | 598 | Yes |  |  |  | 0 | 0.2 | 0.2
1 | 25 | 22 | 599 | Yes |  |  |  | 0 | 0.2 | 0.2
1 | 25 | 23 | 600 | Yes |  |  |  | 0 | 0.2 | 0.2
1 | 26 | 0 | 601 | Yes |  |  |  | 0 | 0.2 | 0.2
1 | 26 | 1 | 602 | Yes |  |  |  | 0 | 0.2 | 0.2
1 | 26 | 2 | 603 | Yes |  |  |  | 0 | 0.2 | 0.2
1 | 26 | 3 | 604 | Yes |  |  |  | 0 | 0.2 | 0.2
1 | 26 | 4 | 605 | Yes |  |  |  | 0 | 0.3 | 0.3
1 | 26 | 5 | 606 | Yes |  |  |  | 0 | 0.45 | 0.45
1 | 26 | 6 | 607 | Yes |  |  |  | 0 | 0.58 | 0.58
1 | 26 | 7 | 608 | Yes |  |  |  | 0 | 0.7 | 0.7
1 | 26 | 8 | 609 | Yes |  |  |  | 0 | 0.85 | 0.85
1 | 26 | 9 | 610 | Yes |  |  |  | 0 | 1.03 | 1.03
1 | 26 | 10 | 611 | Yes |  |  |  | 0 | 0.99 | 0.99
1 | 26 | 11 | 612 | Yes |  |  |  | 0 | 0.92 | 0.92
1 | 26 | 12 | 613 | Yes |  |  |  | 0 | 0.95 | 0.95
1 | 26 | 13 | 614 | Yes |  |  |  | 0 | 1 | 1
1 | 26 | 14 | 615 | Yes |  |  |  | 0 | 1.02 | 1.02
1 | 26 | 15 | 616 | Yes |  |  |  | 0 | 1.03 | 1.03
1 | 26 | 16 | 617 | Yes |  |  |  | 0 | 1.05 | 1.05
1 | 26 | 17 | 618 | Yes |  |  |  | 0 | 0.85 | 0.85
1 | 26 | 18 | 619 | Yes |  |  |  | 0 | 0.7 | 0.7
1 | 26 | 19 | 620 | Yes |  |  |  | 0 | 0.55 | 0.55
1 | 26 | 20 | 621 | Yes |  |  |  | 0 | 0.35 | 0.35
1 | 26 | 21 | 622 | Yes |  |  |  | 0 | 0.2 | 0.2
1 | 26 | 22 | 623 | Yes |  |  |  | 0 | 0.2 | 0.2
1 | 26 | 23 | 624 | Yes |  |  |  | 0 | 0.2 | 0.2
1 | 27 | 0 | 625 | Yes |  |  |  | 0 | 0.2 | 0.2
1 | 27 | 1 | 626 | Yes |  |  |  | 0 | 0.2 | 0.2
1 | 27 | 2 | 627 | Yes |  |  |  | 0 | 0.2 | 0.2
1 | 27 | 3 | 628 | Yes |  |  |  | 0 | 0.2 | 0.2
1 | 27 | 4 | 629 | Yes |  |  |  | 0 | 0.3 | 0.3
1 | 27 | 5 | 630 | Yes |  |  |  | 0 | 0.45 | 0.45
1 | 27 | 6 | 631 | Yes |  |  |  | 0 | 0.58 | 0.58
1 | 27 | 7 | 632 | Yes |  |  |  | 0 | 0.7 | 0.7
1 | 27 | 8 | 633 | Yes |  |  |  | 0 | 0.85 | 0.85
1 | 27 | 9 | 634 | Yes |  |  |  | 0 | 1.03 | 1.03
1 | 27 | 10 | 635 | Yes |  |  |  | 0 | 0.99 | 0.99
1 | 27 | 11 | 636 | Yes |  |  |  | 0 | 0.92 | 0.92
1 | 27 | 12 | 637 | Yes |  |  |  | 0 | 0.95 | 0.95
1 | 27 | 13 | 638 | Yes |  |  |  | 0 | 1 | 1
1 | 27 | 14 | 639 | Yes |  |  |  | 0 | 1.02 | 1.02
1 | 27 | 15 | 640 | Yes |  |  |  | 0 | 1.03 | 1.03
1 | 27 | 16 | 641 | Yes |  |  |  | 0 | 1.05 | 1.05
1 | 27 | 17 | 642 | Yes |  |  |  | 0 | 0.85 | 0.85
1 | 27 | 18 | 643 | Yes |  |  |  | 0 | 0.7 | 0.7
1 | 27 | 19 | 644 | Yes |  |  |  | 0 | 0.55 | 0.55
1 | 27 | 20 | 645 | Yes |  |  |  | 0 | 0.35 | 0.35
1 | 27 | 21 | 646 | Yes |  |  |  | 0 | 0.2 | 0.2
1 | 27 | 22 | 647 | Yes |  |  |  | 0 | 0.2 | 0.2
1 | 27 | 23 | 648 | Yes |  |  |  | 0 | 0.2 | 0.2
1 | 28 | 0 | 649 | Saturday |  |  |  | 0 | 0.2 | 0.2
1 | 28 | 1 | 650 | Saturday |  |  |  | 0 | 0.2 | 0.2
1 | 28 | 2 | 651 | Saturday |  |  |  | 0 | 0.2 | 0.2
1 | 28 | 3 | 652 | Saturday |  |  |  | 0 | 0.2 | 0.2
1 | 28 | 4 | 653 | Saturday |  |  |  | 0 | 0.3 | 0.3
1 | 28 | 5 | 654 | Saturday |  |  |  | 0 | 0.45 | 0.45
1 | 28 | 6 | 655 | Saturday |  |  |  | 0 | 0.58 | 0.58
1 | 28 | 7 | 656 | Saturday |  |  |  | 0 | 0.7 | 0.7
1 | 28 | 8 | 657 | Saturday |  |  |  | 0 | 0.85 | 0.85
1 | 28 | 9 | 658 | Saturday |  |  |  | 0 | 1.03 | 1.03
1 | 28 | 10 | 659 | Saturday |  |  |  | 0 | 0.99 | 0.99
1 | 28 | 11 | 660 | Saturday |  |  |  | 0 | 0.92 | 0.92
1 | 28 | 12 | 661 | Saturday |  |  |  | 0 | 0.95 | 0.95
1 | 28 | 13 | 662 | Saturday |  |  |  | 0 | 1 | 1
1 | 28 | 14 | 663 | Saturday |  |  |  | 0 | 1.02 | 1.02
1 | 28 | 15 | 664 | Saturday |  |  |  | 0 | 1.03 | 1.03
1 | 28 | 16 | 665 | Saturday |  |  |  | 0 | 1.05 | 1.05
1 | 28 | 17 | 666 | Saturday |  |  |  | 0 | 0.85 | 0.85
1 | 28 | 18 | 667 | Saturday |  |  |  | 0 | 0.7 | 0.7
1 | 28 | 19 | 668 | Saturday |  |  |  | 0 | 0.55 | 0.55
1 | 28 | 20 | 669 | Saturday |  |  |  | 0 | 0.35 | 0.35
1 | 28 | 21 | 670 | Saturday |  |  |  | 0 | 0.2 | 0.2
1 | 28 | 22 | 671 | Saturday |  |  |  | 0 | 0.2 | 0.2
1 | 28 | 23 | 672 | Saturday |  |  |  | 0 | 0.2 | 0.2
1 | 29 | 0 | 673 | Sunday |  |  |  | 0 | 0.2 | 0.2
1 | 29 | 1 | 674 | Sunday |  |  |  | 0 | 0.2 | 0.2
1 | 29 | 2 | 675 | Sunday |  |  |  | 0 | 0.2 | 0.2
1 | 29 | 3 | 676 | Sunday |  |  |  | 0 | 0.2 | 0.2
1 | 29 | 4 | 677 | Sunday |  |  |  | 0 | 0.3 | 0.3
1 | 29 | 5 | 678 | Sunday |  |  |  | 0 | 0.45 | 0.45
1 | 29 | 6 | 679 | Sunday |  |  |  | 0 | 0.58 | 0.58
1 | 29 | 7 | 680 | Sunday |  |  |  | 0 | 0.7 | 0.7
1 | 29 | 8 | 681 | Sunday |  |  |  | 0 | 0.85 | 0.85
1 | 29 | 9 | 682 | Sunday |  |  |  | 0 | 1.03 | 1.03
1 | 29 | 10 | 683 | Sunday |  |  |  | 0 | 0.99 | 0.99
1 | 29 | 11 | 684 | Sunday |  |  |  | 0 | 0.92 | 0.92
1 | 29 | 12 | 685 | Sunday |  |  |  | 0 | 0.95 | 0.95
1 | 29 | 13 | 686 | Sunday |  |  |  | 0 | 1 | 1
1 | 29 | 14 | 687 | Sunday |  |  |  | 0 | 1.02 | 1.02
1 | 29 | 15 | 688 | Sunday |  |  |  | 0 | 1.03 | 1.03
1 | 29 | 16 | 689 | Sunday |  |  |  | 0 | 1.05 | 1.05
1 | 29 | 17 | 690 | Sunday |  |  |  | 0 | 0.85 | 0.85
1 | 29 | 18 | 691 | Sunday |  |  |  | 0 | 0.7 | 0.7
1 | 29 | 19 | 692 | Sunday |  |  |  | 0 | 0.55 | 0.55
1 | 29 | 20 | 693 | Sunday |  |  |  | 0 | 0.35 | 0.35
1 | 29 | 21 | 694 | Sunday |  |  |  | 0 | 0.2 | 0.2
1 | 29 | 22 | 695 | Sunday |  |  |  | 0 | 0.2 | 0.2
1 | 29 | 23 | 696 | Sunday |  |  |  | 0 | 0.2 | 0.2
1 | 30 | 0 | 697 | Yes |  |  |  | 0 | 0.2 | 0.2
1 | 30 | 1 | 698 | Yes |  |  |  | 0 | 0.2 | 0.2
1 | 30 | 2 | 699 | Yes |  |  |  | 0 | 0.2 | 0.2
1 | 30 | 3 | 700 | Yes |  |  |  | 0 | 0.2 | 0.2
1 | 30 | 4 | 701 | Yes |  |  |  | 0 | 0.3 | 0.3
1 | 30 | 5 | 702 | Yes |  |  |  | 0 | 0.45 | 0.45
1 | 30 | 6 | 703 | Yes |  |  |  | 0 | 0.58 | 0.58
1 | 30 | 7 | 704 | Yes |  |  |  | 0 | 0.7 | 0.7
1 | 30 | 8 | 705 | Yes |  |  |  | 0 | 0.85 | 0.85
1 | 30 | 9 | 706 | Yes |  |  |  | 0 | 1.03 | 1.03
1 | 30 | 10 | 707 | Yes |  |  |  | 0 | 0.99 | 0.99
1 | 30 | 11 | 708 | Yes |  |  |  | 0 | 0.92 | 0.92
1 | 30 | 12 | 709 | Yes |  |  |  | 0 | 0.95 | 0.95
1 | 30 | 13 | 710 | Yes |  |  |  | 0 | 1 | 1
1 | 30 | 14 | 711 | Yes |  |  |  | 0 | 1.02 | 1.02
1 | 30 | 15 | 712 | Yes |  |  |  | 0 | 1.03 | 1.03
1 | 30 | 16 | 713 | Yes |  |  |  | 0 | 1.05 | 1.05
1 | 30 | 17 | 714 | Yes |  |  |  | 0 | 0.85 | 0.85
1 | 30 | 18 | 715 | Yes |  |  |  | 0 | 0.7 | 0.7
1 | 30 | 19 | 716 | Yes |  |  |  | 0 | 0.55 | 0.55
1 | 30 | 20 | 717 | Yes |  |  |  | 0 | 0.35 | 0.35
1 | 30 | 21 | 718 | Yes |  |  |  | 0 | 0.2 | 0.2
1 | 30 | 22 | 719 | Yes |  |  |  | 0 | 0.2 | 0.2
1 | 30 | 23 | 720 | Yes |  |  |  | 0 | 0.2 | 0.2
1 | 31 | 0 | 721 | Yes |  |  |  | 0 | 0.2 | 0.2
1 | 31 | 1 | 722 | Yes |  |  |  | 0 | 0.2 | 0.2
1 | 31 | 2 | 723 | Yes |  |  |  | 0 | 0.2 | 0.2
1 | 31 | 3 | 724 | Yes |  |  |  | 0 | 0.2 | 0.2
1 | 31 | 4 | 725 | Yes |  |  |  | 0 | 0.3 | 0.3
1 | 31 | 5 | 726 | Yes |  |  |  | 0 | 0.45 | 0.45
1 | 31 | 6 | 727 | Yes |  |  |  | 0 | 0.58 | 0.58
1 | 31 | 7 | 728 | Yes |  |  |  | 0 | 0.7 | 0.7
1 | 31 | 8 | 729 | Yes |  |  |  | 0 | 0.85 | 0.85
1 | 31 | 9 | 730 | Yes |  |  |  | 0 | 1.03 | 1.03
1 | 31 | 10 | 731 | Yes |  |  |  | 0 | 0.99 | 0.99
1 | 31 | 11 | 732 | Yes |  |  |  | 0 | 0.92 | 0.92
1 | 31 | 12 | 733 | Yes |  |  |  | 0 | 0.95 | 0.95
1 | 31 | 13 | 734 | Yes |  |  |  | 0 | 1 | 1
1 | 31 | 14 | 735 | Yes |  |  |  | 0 | 1.02 | 1.02
1 | 31 | 15 | 736 | Yes |  |  |  | 0 | 1.03 | 1.03
1 | 31 | 16 | 737 | Yes |  |  |  | 0 | 1.05 | 1.05
1 | 31 | 17 | 738 | Yes |  |  |  | 0 | 0.85 | 0.85
1 | 31 | 18 | 739 | Yes |  |  |  | 0 | 0.7 | 0.7
1 | 31 | 19 | 740 | Yes |  |  |  | 0 | 0.55 | 0.55
1 | 31 | 20 | 741 | Yes |  |  |  | 0 | 0.35 | 0.35
1 | 31 | 21 | 742 | Yes |  |  |  | 0 | 0.2 | 0.2
1 | 31 | 22 | 743 | Yes |  |  |  | 0 | 0.2 | 0.2
1 | 31 | 23 | 744 | Yes |  |  |  | 0 | 0.2 | 0.2
2 | 1 | 0 | 745 | Sunday |  |  |  | 0 | 0.2 | 0.2
2 | 1 | 1 | 746 | Sunday |  |  |  | 0 | 0.2 | 0.2
2 | 1 | 2 | 747 | Sunday |  |  |  | 0 | 0.2 | 0.2
2 | 1 | 3 | 748 | Sunday |  |  |  | 0 | 0.2 | 0.2
2 | 1 | 4 | 749 | Sunday |  |  |  | 0 | 0.3 | 0.3
2 | 1 | 5 | 750 | Sunday |  |  |  | 0 | 0.45 | 0.45
2 | 1 | 6 | 751 | Sunday |  |  |  | 0 | 0.58 | 0.58
2 | 1 | 7 | 752 | Sunday |  |  |  | 0 | 0.7 | 0.7
2 | 1 | 8 | 753 | Sunday |  |  |  | 0 | 0.85 | 0.85
2 | 1 | 9 | 754 | Sunday |  |  |  | 0 | 1.03 | 1.03
2 | 1 | 10 | 755 | Sunday |  |  |  | 0 | 0.99 | 0.99
2 | 1 | 11 | 756 | Sunday |  |  |  | 0 | 0.92 | 0.92
2 | 1 | 12 | 757 | Sunday |  |  |  | 0 | 0.95 | 0.95
2 | 1 | 13 | 758 | Sunday |  |  |  | 0 | 1 | 1
2 | 1 | 14 | 759 | Sunday |  |  |  | 0 | 1.02 | 1.02
2 | 1 | 15 | 760 | Sunday |  |  |  | 0 | 1.03 | 1.03
2 | 1 | 16 | 761 | Sunday |  |  |  | 0 | 1.05 | 1.05
2 | 1 | 17 | 762 | Sunday |  |  |  | 0 | 0.85 | 0.85
2 | 1 | 18 | 763 | Sunday |  |  |  | 0 | 0.7 | 0.7
2 | 1 | 19 | 764 | Sunday |  |  |  | 0 | 0.55 | 0.55
2 | 1 | 20 | 765 | Sunday |  |  |  | 0 | 0.35 | 0.35
2 | 1 | 21 | 766 | Sunday |  |  |  | 0 | 0.2 | 0.2
2 | 1 | 22 | 767 | Sunday |  |  |  | 0 | 0.2 | 0.2
2 | 1 | 23 | 768 | Sunday |  |  |  | 0 | 0.2 | 0.2
2 | 2 | 0 | 769 | Yes |  |  |  | 0 | 0.2 | 0.2
2 | 2 | 1 | 770 | Yes |  |  |  | 0 | 0.2 | 0.2
2 | 2 | 2 | 771 | Yes |  |  |  | 0 | 0.2 | 0.2
2 | 2 | 3 | 772 | Yes |  |  |  | 0 | 0.2 | 0.2
2 | 2 | 4 | 773 | Yes |  |  |  | 0 | 0.3 | 0.3
2 | 2 | 5 | 774 | Yes |  |  |  | 0 | 0.45 | 0.45
2 | 2 | 6 | 775 | Yes |  |  |  | 0 | 0.58 | 0.58
2 | 2 | 7 | 776 | Yes |  |  |  | 0 | 0.7 | 0.7
2 | 2 | 8 | 777 | Yes |  |  |  | 0 | 0.85 | 0.85
2 | 2 | 9 | 778 | Yes |  |  |  | 0 | 1.03 | 1.03
2 | 2 | 10 | 779 | Yes |  |  |  | 0 | 0.99 | 0.99
2 | 2 | 11 | 780 | Yes |  |  |  | 0 | 0.92 | 0.92
2 | 2 | 12 | 781 | Yes |  |  |  | 0 | 0.95 | 0.95
2 | 2 | 13 | 782 | Yes |  |  |  | 0 | 1 | 1
2 | 2 | 14 | 783 | Yes |  |  |  | 0 | 1.02 | 1.02
2 | 2 | 15 | 784 | Yes |  |  |  | 0 | 1.03 | 1.03
2 | 2 | 16 | 785 | Yes |  |  |  | 0 | 1.05 | 1.05
2 | 2 | 17 | 786 | Yes |  |  |  | 0 | 0.85 | 0.85
2 | 2 | 18 | 787 | Yes |  |  |  | 0 | 0.7 | 0.7
2 | 2 | 19 | 788 | Yes |  |  |  | 0 | 0.55 | 0.55
2 | 2 | 20 | 789 | Yes |  |  |  | 0 | 0.35 | 0.35
2 | 2 | 21 | 790 | Yes |  |  |  | 0 | 0.2 | 0.2
2 | 2 | 22 | 791 | Yes |  |  |  | 0 | 0.2 | 0.2
2 | 2 | 23 | 792 | Yes |  |  |  | 0 | 0.2 | 0.2
2 | 3 | 0 | 793 | Yes |  |  |  | 0 | 0.2 | 0.2
2 | 3 | 1 | 794 | Yes |  |  |  | 0 | 0.2 | 0.2
2 | 3 | 2 | 795 | Yes |  |  |  | 0 | 0.2 | 0.2
2 | 3 | 3 | 796 | Yes |  |  |  | 0 | 0.2 | 0.2
2 | 3 | 4 | 797 | Yes |  |  |  | 0 | 0.3 | 0.3
2 | 3 | 5 | 798 | Yes |  |  |  | 0 | 0.45 | 0.45
2 | 3 | 6 | 799 | Yes |  |  |  | 0 | 0.58 | 0.58
2 | 3 | 7 | 800 | Yes |  |  |  | 0 | 0.7 | 0.7
2 | 3 | 8 | 801 | Yes |  |  |  | 0 | 0.85 | 0.85
2 | 3 | 9 | 802 | Yes |  |  |  | 0 | 1.03 | 1.03
2 | 3 | 10 | 803 | Yes |  |  |  | 0 | 0.99 | 0.99
2 | 3 | 11 | 804 | Yes |  |  |  | 0 | 0.92 | 0.92
2 | 3 | 12 | 805 | Yes |  |  |  | 0 | 0.95 | 0.95
2 | 3 | 13 | 806 | Yes |  |  |  | 0 | 1 | 1
2 | 3 | 14 | 807 | Yes |  |  |  | 0 | 1.02 | 1.02
2 | 3 | 15 | 808 | Yes |  |  |  | 0 | 1.03 | 1.03
2 | 3 | 16 | 809 | Yes |  |  |  | 0 | 1.05 | 1.05
2 | 3 | 17 | 810 | Yes |  |  |  | 0 | 0.85 | 0.85
2 | 3 | 18 | 811 | Yes |  |  |  | 0 | 0.7 | 0.7
2 | 3 | 19 | 812 | Yes |  |  |  | 0 | 0.55 | 0.55
2 | 3 | 20 | 813 | Yes |  |  |  | 0 | 0.35 | 0.35
2 | 3 | 21 | 814 | Yes |  |  |  | 0 | 0.2 | 0.2
2 | 3 | 22 | 815 | Yes |  |  |  | 0 | 0.2 | 0.2
2 | 3 | 23 | 816 | Yes |  |  |  | 0 | 0.2 | 0.2
2 | 4 | 0 | 817 | Yes |  |  |  | 0 | 0.2 | 0.2
2 | 4 | 1 | 818 | Yes |  |  |  | 0 | 0.2 | 0.2
2 | 4 | 2 | 819 | Yes |  |  |  | 0 | 0.2 | 0.2
2 | 4 | 3 | 820 | Yes |  |  |  | 0 | 0.2 | 0.2
2 | 4 | 4 | 821 | Yes |  |  |  | 0 | 0.3 | 0.3
2 | 4 | 5 | 822 | Yes |  |  |  | 0 | 0.45 | 0.45
2 | 4 | 6 | 823 | Yes |  |  |  | 0 | 0.58 | 0.58
2 | 4 | 7 | 824 | Yes |  |  |  | 0 | 0.7 | 0.7
2 | 4 | 8 | 825 | Yes |  |  |  | 0 | 0.85 | 0.85
2 | 4 | 9 | 826 | Yes |  |  |  | 0 | 1.03 | 1.03
2 | 4 | 10 | 827 | Yes |  |  |  | 0 | 0.99 | 0.99
2 | 4 | 11 | 828 | Yes |  |  |  | 0 | 0.92 | 0.92
2 | 4 | 12 | 829 | Yes |  |  |  | 0 | 0.95 | 0.95
2 | 4 | 13 | 830 | Yes |  |  |  | 0 | 1 | 1
2 | 4 | 14 | 831 | Yes |  |  |  | 0 | 1.02 | 1.02
2 | 4 | 15 | 832 | Yes |  |  |  | 0 | 1.03 | 1.03
2 | 4 | 16 | 833 | Yes |  |  |  | 0 | 1.05 | 1.05
2 | 4 | 17 | 834 | Yes |  |  |  | 0 | 0.85 | 0.85
2 | 4 | 18 | 835 | Yes |  |  |  | 0 | 0.7 | 0.7
2 | 4 | 19 | 836 | Yes |  |  |  | 0 | 0.55 | 0.55
2 | 4 | 20 | 837 | Yes |  |  |  | 0 | 0.35 | 0.35
2 | 4 | 21 | 838 | Yes |  |  |  | 0 | 0.2 | 0.2
2 | 4 | 22 | 839 | Yes |  |  |  | 0 | 0.2 | 0.2
2 | 4 | 23 | 840 | Yes |  |  |  | 0 | 0.2 | 0.2
2 | 5 | 0 | 841 | Yes |  |  |  | 0 | 0.2 | 0.2
2 | 5 | 1 | 842 | Yes |  |  |  | 0 | 0.2 | 0.2
2 | 5 | 2 | 843 | Yes |  |  |  | 0 | 0.2 | 0.2
2 | 5 | 3 | 844 | Yes |  |  |  | 0 | 0.2 | 0.2
2 | 5 | 4 | 845 | Yes |  |  |  | 0 | 0.3 | 0.3
2 | 5 | 5 | 846 | Yes |  |  |  | 0 | 0.45 | 0.45
2 | 5 | 6 | 847 | Yes |  |  |  | 0 | 0.58 | 0.58
2 | 5 | 7 | 848 | Yes |  |  |  | 0 | 0.7 | 0.7
2 | 5 | 8 | 849 | Yes |  |  |  | 0 | 0.85 | 0.85
2 | 5 | 9 | 850 | Yes |  |  |  | 0 | 1.03 | 1.03
2 | 5 | 10 | 851 | Yes |  |  |  | 0 | 0.99 | 0.99
2 | 5 | 11 | 852 | Yes |  |  |  | 0 | 0.92 | 0.92
2 | 5 | 12 | 853 | Yes |  |  |  | 0 | 0.95 | 0.95
2 | 5 | 13 | 854 | Yes |  |  |  | 0 | 1 | 1
2 | 5 | 14 | 855 | Yes |  |  |  | 0 | 1.02 | 1.02
2 | 5 | 15 | 856 | Yes |  |  |  | 0 | 1.03 | 1.03
2 | 5 | 16 | 857 | Yes |  |  |  | 0 | 1.05 | 1.05
2 | 5 | 17 | 858 | Yes |  |  |  | 0 | 0.85 | 0.85
2 | 5 | 18 | 859 | Yes |  |  |  | 0 | 0.7 | 0.7
2 | 5 | 19 | 860 | Yes |  |  |  | 0 | 0.55 | 0.55
2 | 5 | 20 | 861 | Yes |  |  |  | 0 | 0.35 | 0.35
2 | 5 | 21 | 862 | Yes |  |  |  | 0 | 0.2 | 0.2
2 | 5 | 22 | 863 | Yes |  |  |  | 0 | 0.2 | 0.2
2 | 5 | 23 | 864 | Yes |  |  |  | 0 | 0.2 | 0.2
2 | 6 | 0 | 865 | Yes |  |  |  | 0 | 0.2 | 0.2
2 | 6 | 1 | 866 | Yes |  |  |  | 0 | 0.2 | 0.2
2 | 6 | 2 | 867 | Yes |  |  |  | 0 | 0.2 | 0.2
2 | 6 | 3 | 868 | Yes |  |  |  | 0 | 0.2 | 0.2
2 | 6 | 4 | 869 | Yes |  |  |  | 0 | 0.3 | 0.3
2 | 6 | 5 | 870 | Yes |  |  |  | 0 | 0.45 | 0.45
2 | 6 | 6 | 871 | Yes |  |  |  | 0 | 0.58 | 0.58
2 | 6 | 7 | 872 | Yes |  |  |  | 0 | 0.7 | 0.7
2 | 6 | 8 | 873 | Yes |  |  |  | 0 | 0.85 | 0.85
2 | 6 | 9 | 874 | Yes |  |  |  | 0 | 1.03 | 1.03
2 | 6 | 10 | 875 | Yes |  |  |  | 0 | 0.99 | 0.99
2 | 6 | 11 | 876 | Yes |  |  |  | 0 | 0.92 | 0.92
2 | 6 | 12 | 877 | Yes |  |  |  | 0 | 0.95 | 0.95
2 | 6 | 13 | 878 | Yes |  |  |  | 0 | 1 | 1
2 | 6 | 14 | 879 | Yes |  |  |  | 0 | 1.02 | 1.02
2 | 6 | 15 | 880 | Yes |  |  |  | 0 | 1.03 | 1.03
2 | 6 | 16 | 881 | Yes |  |  |  | 0 | 1.05 | 1.05
2 | 6 | 17 | 882 | Yes |  |  |  | 0 | 0.85 | 0.85
2 | 6 | 18 | 883 | Yes |  |  |  | 0 | 0.7 | 0.7
2 | 6 | 19 | 884 | Yes |  |  |  | 0 | 0.55 | 0.55
2 | 6 | 20 | 885 | Yes |  |  |  | 0 | 0.35 | 0.35
2 | 6 | 21 | 886 | Yes |  |  |  | 0 | 0.2 | 0.2
2 | 6 | 22 | 887 | Yes |  |  |  | 0 | 0.2 | 0.2
2 | 6 | 23 | 888 | Yes |  |  |  | 0 | 0.2 | 0.2
2 | 7 | 0 | 889 | Saturday |  |  |  | 0 | 0.2 | 0.2
2 | 7 | 1 | 890 | Saturday |  |  |  | 0 | 0.2 | 0.2
2 | 7 | 2 | 891 | Saturday |  |  |  | 0 | 0.2 | 0.2
2 | 7 | 3 | 892 | Saturday |  |  |  | 0 | 0.2 | 0.2
2 | 7 | 4 | 893 | Saturday |  |  |  | 0 | 0.3 | 0.3
2 | 7 | 5 | 894 | Saturday |  |  |  | 0 | 0.45 | 0.45
2 | 7 | 6 | 895 | Saturday |  |  |  | 0 | 0.58 | 0.58
2 | 7 | 7 | 896 | Saturday |  |  |  | 0 | 0.7 | 0.7
2 | 7 | 8 | 897 | Saturday |  |  |  | 0 | 0.85 | 0.85
2 | 7 | 9 | 898 | Saturday |  |  |  | 0 | 1.03 | 1.03
2 | 7 | 10 | 899 | Saturday |  |  |  | 0 | 0.99 | 0.99
2 | 7 | 11 | 900 | Saturday |  |  |  | 0 | 0.92 | 0.92
2 | 7 | 12 | 901 | Saturday |  |  |  | 0 | 0.95 | 0.95
2 | 7 | 13 | 902 | Saturday |  |  |  | 0 | 1 | 1
2 | 7 | 14 | 903 | Saturday |  |  |  | 0 | 1.02 | 1.02
2 | 7 | 15 | 904 | Saturday |  |  |  | 0 | 1.03 | 1.03
2 | 7 | 16 | 905 | Saturday |  |  |  | 0 | 1.05 | 1.05
2 | 7 | 17 | 906 | Saturday |  |  |  | 0 | 0.85 | 0.85
2 | 7 | 18 | 907 | Saturday |  |  |  | 0 | 0.7 | 0.7
2 | 7 | 19 | 908 | Saturday |  |  |  | 0 | 0.55 | 0.55
2 | 7 | 20 | 909 | Saturday |  |  |  | 0 | 0.35 | 0.35
2 | 7 | 21 | 910 | Saturday |  |  |  | 0 | 0.2 | 0.2
2 | 7 | 22 | 911 | Saturday |  |  |  | 0 | 0.2 | 0.2
2 | 7 | 23 | 912 | Saturday |  |  |  | 0 | 0.2 | 0.2
2 | 8 | 0 | 913 | Sunday |  |  |  | 0 | 0.2 | 0.2
2 | 8 | 1 | 914 | Sunday |  |  |  | 0 | 0.2 | 0.2
2 | 8 | 2 | 915 | Sunday |  |  |  | 0 | 0.2 | 0.2
2 | 8 | 3 | 916 | Sunday |  |  |  | 0 | 0.2 | 0.2
2 | 8 | 4 | 917 | Sunday |  |  |  | 0 | 0.3 | 0.3
2 | 8 | 5 | 918 | Sunday |  |  |  | 0 | 0.45 | 0.45
2 | 8 | 6 | 919 | Sunday |  |  |  | 0 | 0.58 | 0.58
2 | 8 | 7 | 920 | Sunday |  |  |  | 0 | 0.7 | 0.7
2 | 8 | 8 | 921 | Sunday |  |  |  | 0 | 0.85 | 0.85
2 | 8 | 9 | 922 | Sunday |  |  |  | 0 | 1.03 | 1.03
2 | 8 | 10 | 923 | Sunday |  |  |  | 0 | 0.99 | 0.99
2 | 8 | 11 | 924 | Sunday |  |  |  | 0 | 0.92 | 0.92
2 | 8 | 12 | 925 | Sunday |  |  |  | 0 | 0.95 | 0.95
2 | 8 | 13 | 926 | Sunday |  |  |  | 0 | 1 | 1
2 | 8 | 14 | 927 | Sunday |  |  |  | 0 | 1.02 | 1.02
2 | 8 | 15 | 928 | Sunday |  |  |  | 0 | 1.03 | 1.03
2 | 8 | 16 | 929 | Sunday |  |  |  | 0 | 1.05 | 1.05
2 | 8 | 17 | 930 | Sunday |  |  |  | 0 | 0.85 | 0.85
2 | 8 | 18 | 931 | Sunday |  |  |  | 0 | 0.7 | 0.7
2 | 8 | 19 | 932 | Sunday |  |  |  | 0 | 0.55 | 0.55
2 | 8 | 20 | 933 | Sunday |  |  |  | 0 | 0.35 | 0.35
2 | 8 | 21 | 934 | Sunday |  |  |  | 0 | 0.2 | 0.2
2 | 8 | 22 | 935 | Sunday |  |  |  | 0 | 0.2 | 0.2
2 | 8 | 23 | 936 | Sunday |  |  |  | 0 | 0.2 | 0.2
2 | 9 | 0 | 937 | Yes |  |  |  | 0 | 0.2 | 0.2
2 | 9 | 1 | 938 | Yes |  |  |  | 0 | 0.2 | 0.2
2 | 9 | 2 | 939 | Yes |  |  |  | 0 | 0.2 | 0.2
2 | 9 | 3 | 940 | Yes |  |  |  | 0 | 0.2 | 0.2
2 | 9 | 4 | 941 | Yes |  |  |  | 0 | 0.3 | 0.3
2 | 9 | 5 | 942 | Yes |  |  |  | 0 | 0.45 | 0.45
2 | 9 | 6 | 943 | Yes |  |  |  | 0 | 0.58 | 0.58
2 | 9 | 7 | 944 | Yes |  |  |  | 0 | 0.7 | 0.7
2 | 9 | 8 | 945 | Yes |  |  |  | 0 | 0.85 | 0.85
2 | 9 | 9 | 946 | Yes |  |  |  | 0 | 1.03 | 1.03
2 | 9 | 10 | 947 | Yes |  |  |  | 0 | 0.99 | 0.99
2 | 9 | 11 | 948 | Yes |  |  |  | 0 | 0.92 | 0.92
2 | 9 | 12 | 949 | Yes |  |  |  | 0 | 0.95 | 0.95
2 | 9 | 13 | 950 | Yes |  |  |  | 0 | 1 | 1
2 | 9 | 14 | 951 | Yes |  |  |  | 0 | 1.02 | 1.02
2 | 9 | 15 | 952 | Yes |  |  |  | 0 | 1.03 | 1.03
2 | 9 | 16 | 953 | Yes |  |  |  | 0 | 1.05 | 1.05
2 | 9 | 17 | 954 | Yes |  |  |  | 0 | 0.85 | 0.85
2 | 9 | 18 | 955 | Yes |  |  |  | 0 | 0.7 | 0.7
2 | 9 | 19 | 956 | Yes |  |  |  | 0 | 0.55 | 0.55
2 | 9 | 20 | 957 | Yes |  |  |  | 0 | 0.35 | 0.35
2 | 9 | 21 | 958 | Yes |  |  |  | 0 | 0.2 | 0.2
2 | 9 | 22 | 959 | Yes |  |  |  | 0 | 0.2 | 0.2
2 | 9 | 23 | 960 | Yes |  |  |  | 0 | 0.2 | 0.2
2 | 10 | 0 | 961 | Yes |  |  |  | 0 | 0.2 | 0.2
2 | 10 | 1 | 962 | Yes |  |  |  | 0 | 0.2 | 0.2
2 | 10 | 2 | 963 | Yes |  |  |  | 0 | 0.2 | 0.2
2 | 10 | 3 | 964 | Yes |  |  |  | 0 | 0.2 | 0.2
2 | 10 | 4 | 965 | Yes |  |  |  | 0 | 0.3 | 0.3
2 | 10 | 5 | 966 | Yes |  |  |  | 0 | 0.45 | 0.45
2 | 10 | 6 | 967 | Yes |  |  |  | 0 | 0.58 | 0.58
2 | 10 | 7 | 968 | Yes |  |  |  | 0 | 0.7 | 0.7
2 | 10 | 8 | 969 | Yes |  |  |  | 0 | 0.85 | 0.85
2 | 10 | 9 | 970 | Yes |  |  |  | 0 | 1.03 | 1.03
2 | 10 | 10 | 971 | Yes |  |  |  | 0 | 0.99 | 0.99
2 | 10 | 11 | 972 | Yes |  |  |  | 0 | 0.92 | 0.92
2 | 10 | 12 | 973 | Yes |  |  |  | 0 | 0.95 | 0.95
2 | 10 | 13 | 974 | Yes |  |  |  | 0 | 1 | 1
2 | 10 | 14 | 975 | Yes |  |  |  | 0 | 1.02 | 1.02
2 | 10 | 15 | 976 | Yes |  |  |  | 0 | 1.03 | 1.03
2 | 10 | 16 | 977 | Yes |  |  |  | 0 | 1.05 | 1.05
2 | 10 | 17 | 978 | Yes |  |  |  | 0 | 0.85 | 0.85
2 | 10 | 18 | 979 | Yes |  |  |  | 0 | 0.7 | 0.7
2 | 10 | 19 | 980 | Yes |  |  |  | 0 | 0.55 | 0.55
2 | 10 | 20 | 981 | Yes |  |  |  | 0 | 0.35 | 0.35
2 | 10 | 21 | 982 | Yes |  |  |  | 0 | 0.2 | 0.2
2 | 10 | 22 | 983 | Yes |  |  |  | 0 | 0.2 | 0.2
2 | 10 | 23 | 984 | Yes |  |  |  | 0 | 0.2 | 0.2
2 | 11 | 0 | 985 | Yes |  |  |  | 0 | 0.2 | 0.2
2 | 11 | 1 | 986 | Yes |  |  |  | 0 | 0.2 | 0.2
2 | 11 | 2 | 987 | Yes |  |  |  | 0 | 0.2 | 0.2
2 | 11 | 3 | 988 | Yes |  |  |  | 0 | 0.2 | 0.2
2 | 11 | 4 | 989 | Yes |  |  |  | 0 | 0.3 | 0.3
2 | 11 | 5 | 990 | Yes |  |  |  | 0 | 0.45 | 0.45
2 | 11 | 6 | 991 | Yes |  |  |  | 0 | 0.58 | 0.58
2 | 11 | 7 | 992 | Yes |  |  |  | 0 | 0.7 | 0.7
2 | 11 | 8 | 993 | Yes |  |  |  | 0 | 0.85 | 0.85
2 | 11 | 9 | 994 | Yes |  |  |  | 0 | 1.03 | 1.03
2 | 11 | 10 | 995 | Yes |  |  |  | 0 | 0.99 | 0.99
2 | 11 | 11 | 996 | Yes |  |  |  | 0 | 0.92 | 0.92
2 | 11 | 12 | 997 | Yes |  |  |  | 0 | 0.95 | 0.95
2 | 11 | 13 | 998 | Yes |  |  |  | 0 | 1 | 1
2 | 11 | 14 | 999 | Yes |  |  |  | 0 | 1.02 | 1.02
2 | 11 | 15 | 1000 | Yes |  |  |  | 0 | 1.03 | 1.03
2 | 11 | 16 | 1001 | Yes |  |  |  | 0 | 1.05 | 1.05
2 | 11 | 17 | 1002 | Yes |  |  |  | 0 | 0.85 | 0.85
2 | 11 | 18 | 1003 | Yes |  |  |  | 0 | 0.7 | 0.7
2 | 11 | 19 | 1004 | Yes |  |  |  | 0 | 0.55 | 0.55
2 | 11 | 20 | 1005 | Yes |  |  |  | 0 | 0.35 | 0.35
2 | 11 | 21 | 1006 | Yes |  |  |  | 0 | 0.2 | 0.2
2 | 11 | 22 | 1007 | Yes |  |  |  | 0 | 0.2 | 0.2
2 | 11 | 23 | 1008 | Yes |  |  |  | 0 | 0.2 | 0.2
2 | 12 | 0 | 1009 | Yes |  |  |  | 0 | 0.2 | 0.2
2 | 12 | 1 | 1010 | Yes |  |  |  | 0 | 0.2 | 0.2
2 | 12 | 2 | 1011 | Yes |  |  |  | 0 | 0.2 | 0.2
2 | 12 | 3 | 1012 | Yes |  |  |  | 0 | 0.2 | 0.2
2 | 12 | 4 | 1013 | Yes |  |  |  | 0 | 0.3 | 0.3
2 | 12 | 5 | 1014 | Yes |  |  |  | 0 | 0.45 | 0.45
2 | 12 | 6 | 1015 | Yes |  |  |  | 0 | 0.58 | 0.58
2 | 12 | 7 | 1016 | Yes |  |  |  | 0 | 0.7 | 0.7
2 | 12 | 8 | 1017 | Yes |  |  |  | 0 | 0.85 | 0.85
2 | 12 | 9 | 1018 | Yes |  |  |  | 0 | 1.03 | 1.03
2 | 12 | 10 | 1019 | Yes |  |  |  | 0 | 0.99 | 0.99
2 | 12 | 11 | 1020 | Yes |  |  |  | 0 | 0.92 | 0.92
2 | 12 | 12 | 1021 | Yes |  |  |  | 0 | 0.95 | 0.95
2 | 12 | 13 | 1022 | Yes |  |  |  | 0 | 1 | 1
2 | 12 | 14 | 1023 | Yes |  |  |  | 0 | 1.02 | 1.02
2 | 12 | 15 | 1024 | Yes |  |  |  | 0 | 1.03 | 1.03
2 | 12 | 16 | 1025 | Yes |  |  |  | 0 | 1.05 | 1.05
2 | 12 | 17 | 1026 | Yes |  |  |  | 0 | 0.85 | 0.85
2 | 12 | 18 | 1027 | Yes |  |  |  | 0 | 0.7 | 0.7
2 | 12 | 19 | 1028 | Yes |  |  |  | 0 | 0.55 | 0.55
2 | 12 | 20 | 1029 | Yes |  |  |  | 0 | 0.35 | 0.35
2 | 12 | 21 | 1030 | Yes |  |  |  | 0 | 0.2 | 0.2
2 | 12 | 22 | 1031 | Yes |  |  |  | 0 | 0.2 | 0.2
2 | 12 | 23 | 1032 | Yes |  |  |  | 0 | 0.2 | 0.2
2 | 13 | 0 | 1033 | Yes |  |  |  | 0 | 0.2 | 0.2
2 | 13 | 1 | 1034 | Yes |  |  |  | 0 | 0.2 | 0.2
2 | 13 | 2 | 1035 | Yes |  |  |  | 0 | 0.2 | 0.2
2 | 13 | 3 | 1036 | Yes |  |  |  | 0 | 0.2 | 0.2
2 | 13 | 4 | 1037 | Yes |  |  |  | 0 | 0.3 | 0.3
2 | 13 | 5 | 1038 | Yes |  |  |  | 0 | 0.45 | 0.45
2 | 13 | 6 | 1039 | Yes |  |  |  | 0 | 0.58 | 0.58
2 | 13 | 7 | 1040 | Yes |  |  |  | 0 | 0.7 | 0.7
2 | 13 | 8 | 1041 | Yes |  |  |  | 0 | 0.85 | 0.85
2 | 13 | 9 | 1042 | Yes |  |  |  | 0 | 1.03 | 1.03
2 | 13 | 10 | 1043 | Yes |  |  |  | 0 | 0.99 | 0.99
2 | 13 | 11 | 1044 | Yes |  |  |  | 0 | 0.92 | 0.92
2 | 13 | 12 | 1045 | Yes |  |  |  | 0 | 0.95 | 0.95
2 | 13 | 13 | 1046 | Yes |  |  |  | 0 | 1 | 1
2 | 13 | 14 | 1047 | Yes |  |  |  | 0 | 1.02 | 1.02
2 | 13 | 15 | 1048 | Yes |  |  |  | 0 | 1.03 | 1.03
2 | 13 | 16 | 1049 | Yes |  |  |  | 0 | 1.05 | 1.05
2 | 13 | 17 | 1050 | Yes |  |  |  | 0 | 0.85 | 0.85
2 | 13 | 18 | 1051 | Yes |  |  |  | 0 | 0.7 | 0.7
2 | 13 | 19 | 1052 | Yes |  |  |  | 0 | 0.55 | 0.55
2 | 13 | 20 | 1053 | Yes |  |  |  | 0 | 0.35 | 0.35
2 | 13 | 21 | 1054 | Yes |  |  |  | 0 | 0.2 | 0.2
2 | 13 | 22 | 1055 | Yes |  |  |  | 0 | 0.2 | 0.2
2 | 13 | 23 | 1056 | Yes |  |  |  | 0 | 0.2 | 0.2
2 | 14 | 0 | 1057 | Saturday |  |  |  | 0 | 0.2 | 0.2
2 | 14 | 1 | 1058 | Saturday |  |  |  | 0 | 0.2 | 0.2
2 | 14 | 2 | 1059 | Saturday |  |  |  | 0 | 0.2 | 0.2
2 | 14 | 3 | 1060 | Saturday |  |  |  | 0 | 0.2 | 0.2
2 | 14 | 4 | 1061 | Saturday |  |  |  | 0 | 0.3 | 0.3
2 | 14 | 5 | 1062 | Saturday |  |  |  | 0 | 0.45 | 0.45
2 | 14 | 6 | 1063 | Saturday |  |  |  | 0 | 0.58 | 0.58
2 | 14 | 7 | 1064 | Saturday |  |  |  | 0 | 0.7 | 0.7
2 | 14 | 8 | 1065 | Saturday |  |  |  | 0 | 0.85 | 0.85
2 | 14 | 9 | 1066 | Saturday |  |  |  | 0 | 1.03 | 1.03
2 | 14 | 10 | 1067 | Saturday |  |  |  | 0 | 0.99 | 0.99
2 | 14 | 11 | 1068 | Saturday |  |  |  | 0 | 0.92 | 0.92
2 | 14 | 12 | 1069 | Saturday |  |  |  | 0 | 0.95 | 0.95
2 | 14 | 13 | 1070 | Saturday |  |  |  | 0 | 1 | 1
2 | 14 | 14 | 1071 | Saturday |  |  |  | 0 | 1.02 | 1.02
2 | 14 | 15 | 1072 | Saturday |  |  |  | 0 | 1.03 | 1.03
2 | 14 | 16 | 1073 | Saturday |  |  |  | 0 | 1.05 | 1.05
2 | 14 | 17 | 1074 | Saturday |  |  |  | 0 | 0.85 | 0.85
2 | 14 | 18 | 1075 | Saturday |  |  |  | 0 | 0.7 | 0.7
2 | 14 | 19 | 1076 | Saturday |  |  |  | 0 | 0.55 | 0.55
2 | 14 | 20 | 1077 | Saturday |  |  |  | 0 | 0.35 | 0.35
2 | 14 | 21 | 1078 | Saturday |  |  |  | 0 | 0.2 | 0.2
2 | 14 | 22 | 1079 | Saturday |  |  |  | 0 | 0.2 | 0.2
2 | 14 | 23 | 1080 | Saturday |  |  |  | 0 | 0.2 | 0.2
2 | 15 | 0 | 1081 | Sunday |  |  |  | 0 | 0.2 | 0.2
2 | 15 | 1 | 1082 | Sunday |  |  |  | 0 | 0.2 | 0.2
2 | 15 | 2 | 1083 | Sunday |  |  |  | 0 | 0.2 | 0.2
2 | 15 | 3 | 1084 | Sunday |  |  |  | 0 | 0.2 | 0.2
2 | 15 | 4 | 1085 | Sunday |  |  |  | 0 | 0.3 | 0.3
2 | 15 | 5 | 1086 | Sunday |  |  |  | 0 | 0.45 | 0.45
2 | 15 | 6 | 1087 | Sunday |  |  |  | 0 | 0.58 | 0.58
2 | 15 | 7 | 1088 | Sunday |  |  |  | 0 | 0.7 | 0.7
2 | 15 | 8 | 1089 | Sunday |  |  |  | 0 | 0.85 | 0.85
2 | 15 | 9 | 1090 | Sunday |  |  |  | 0 | 1.03 | 1.03
2 | 15 | 10 | 1091 | Sunday |  |  |  | 0 | 0.99 | 0.99
2 | 15 | 11 | 1092 | Sunday |  |  |  | 0 | 0.92 | 0.92
2 | 15 | 12 | 1093 | Sunday |  |  |  | 0 | 0.95 | 0.95
2 | 15 | 13 | 1094 | Sunday |  |  |  | 0 | 1 | 1
2 | 15 | 14 | 1095 | Sunday |  |  |  | 0 | 1.02 | 1.02
2 | 15 | 15 | 1096 | Sunday |  |  |  | 0 | 1.03 | 1.03
2 | 15 | 16 | 1097 | Sunday |  |  |  | 0 | 1.05 | 1.05
2 | 15 | 17 | 1098 | Sunday |  |  |  | 0 | 0.85 | 0.85
2 | 15 | 18 | 1099 | Sunday |  |  |  | 0 | 0.7 | 0.7
2 | 15 | 19 | 1100 | Sunday |  |  |  | 0 | 0.55 | 0.55
2 | 15 | 20 | 1101 | Sunday |  |  |  | 0 | 0.35 | 0.35
2 | 15 | 21 | 1102 | Sunday |  |  |  | 0 | 0.2 | 0.2
2 | 15 | 22 | 1103 | Sunday |  |  |  | 0 | 0.2 | 0.2
2 | 15 | 23 | 1104 | Sunday |  |  |  | 0 | 0.2 | 0.2
2 | 16 | 0 | 1105 | Yes |  |  |  | 0 | 0.2 | 0.2
2 | 16 | 1 | 1106 | Yes |  |  |  | 0 | 0.2 | 0.2
2 | 16 | 2 | 1107 | Yes |  |  |  | 0 | 0.2 | 0.2
2 | 16 | 3 | 1108 | Yes |  |  |  | 0 | 0.2 | 0.2
2 | 16 | 4 | 1109 | Yes |  |  |  | 0 | 0.3 | 0.3
2 | 16 | 5 | 1110 | Yes |  |  |  | 0 | 0.45 | 0.45
2 | 16 | 6 | 1111 | Yes |  |  |  | 0 | 0.58 | 0.58
2 | 16 | 7 | 1112 | Yes |  |  |  | 0 | 0.7 | 0.7
2 | 16 | 8 | 1113 | Yes |  |  |  | 0 | 0.85 | 0.85
2 | 16 | 9 | 1114 | Yes |  |  |  | 0 | 1.03 | 1.03
2 | 16 | 10 | 1115 | Yes |  |  |  | 0 | 0.99 | 0.99
2 | 16 | 11 | 1116 | Yes |  |  |  | 0 | 0.92 | 0.92
2 | 16 | 12 | 1117 | Yes |  |  |  | 0 | 0.95 | 0.95
2 | 16 | 13 | 1118 | Yes |  |  |  | 0 | 1 | 1
2 | 16 | 14 | 1119 | Yes |  |  |  | 0 | 1.02 | 1.02
2 | 16 | 15 | 1120 | Yes |  |  |  | 0 | 1.03 | 1.03
2 | 16 | 16 | 1121 | Yes |  |  |  | 0 | 1.05 | 1.05
2 | 16 | 17 | 1122 | Yes |  |  |  | 0 | 0.85 | 0.85
2 | 16 | 18 | 1123 | Yes |  |  |  | 0 | 0.7 | 0.7
2 | 16 | 19 | 1124 | Yes |  |  |  | 0 | 0.55 | 0.55
2 | 16 | 20 | 1125 | Yes |  |  |  | 0 | 0.35 | 0.35
2 | 16 | 21 | 1126 | Yes |  |  |  | 0 | 0.2 | 0.2
2 | 16 | 22 | 1127 | Yes |  |  |  | 0 | 0.2 | 0.2
2 | 16 | 23 | 1128 | Yes |  |  |  | 0 | 0.2 | 0.2
2 | 17 | 0 | 1129 | Yes |  |  |  | 0 | 0.2 | 0.2
2 | 17 | 1 | 1130 | Yes |  |  |  | 0 | 0.2 | 0.2
2 | 17 | 2 | 1131 | Yes |  |  |  | 0 | 0.2 | 0.2
2 | 17 | 3 | 1132 | Yes |  |  |  | 0 | 0.2 | 0.2
2 | 17 | 4 | 1133 | Yes |  |  |  | 0 | 0.3 | 0.3
2 | 17 | 5 | 1134 | Yes |  |  |  | 0 | 0.45 | 0.45
2 | 17 | 6 | 1135 | Yes |  |  |  | 0 | 0.58 | 0.58
2 | 17 | 7 | 1136 | Yes |  |  |  | 0 | 0.7 | 0.7
2 | 17 | 8 | 1137 | Yes |  |  |  | 0 | 0.85 | 0.85
2 | 17 | 9 | 1138 | Yes |  |  |  | 0 | 1.03 | 1.03
2 | 17 | 10 | 1139 | Yes |  |  |  | 0 | 0.99 | 0.99
2 | 17 | 11 | 1140 | Yes |  |  |  | 0 | 0.92 | 0.92
2 | 17 | 12 | 1141 | Yes |  |  |  | 0 | 0.95 | 0.95
2 | 17 | 13 | 1142 | Yes |  |  |  | 0 | 1 | 1
2 | 17 | 14 | 1143 | Yes |  |  |  | 0 | 1.02 | 1.02
2 | 17 | 15 | 1144 | Yes |  |  |  | 0 | 1.03 | 1.03
2 | 17 | 16 | 1145 | Yes |  |  |  | 0 | 1.05 | 1.05
2 | 17 | 17 | 1146 | Yes |  |  |  | 0 | 0.85 | 0.85
2 | 17 | 18 | 1147 | Yes |  |  |  | 0 | 0.7 | 0.7
2 | 17 | 19 | 1148 | Yes |  |  |  | 0 | 0.55 | 0.55
2 | 17 | 20 | 1149 | Yes |  |  |  | 0 | 0.35 | 0.35
2 | 17 | 21 | 1150 | Yes |  |  |  | 0 | 0.2 | 0.2
2 | 17 | 22 | 1151 | Yes |  |  |  | 0 | 0.2 | 0.2
2 | 17 | 23 | 1152 | Yes |  |  |  | 0 | 0.2 | 0.2
2 | 18 | 0 | 1153 | Yes |  |  |  | 0 | 0.2 | 0.2
2 | 18 | 1 | 1154 | Yes |  |  |  | 0 | 0.2 | 0.2
2 | 18 | 2 | 1155 | Yes |  |  |  | 0 | 0.2 | 0.2
2 | 18 | 3 | 1156 | Yes |  |  |  | 0 | 0.2 | 0.2
2 | 18 | 4 | 1157 | Yes |  |  |  | 0 | 0.3 | 0.3
2 | 18 | 5 | 1158 | Yes |  |  |  | 0 | 0.45 | 0.45
2 | 18 | 6 | 1159 | Yes |  |  |  | 0 | 0.58 | 0.58
2 | 18 | 7 | 1160 | Yes |  |  |  | 0 | 0.7 | 0.7
2 | 18 | 8 | 1161 | Yes |  |  |  | 0 | 0.85 | 0.85
2 | 18 | 9 | 1162 | Yes |  |  |  | 0 | 1.03 | 1.03
2 | 18 | 10 | 1163 | Yes |  |  |  | 0 | 0.99 | 0.99
2 | 18 | 11 | 1164 | Yes |  |  |  | 0 | 0.92 | 0.92
2 | 18 | 12 | 1165 | Yes |  |  |  | 0 | 0.95 | 0.95
2 | 18 | 13 | 1166 | Yes |  |  |  | 0 | 1 | 1
2 | 18 | 14 | 1167 | Yes |  |  |  | 0 | 1.02 | 1.02
2 | 18 | 15 | 1168 | Yes |  |  |  | 0 | 1.03 | 1.03
2 | 18 | 16 | 1169 | Yes |  |  |  | 0 | 1.05 | 1.05
2 | 18 | 17 | 1170 | Yes |  |  |  | 0 | 0.85 | 0.85
2 | 18 | 18 | 1171 | Yes |  |  |  | 0 | 0.7 | 0.7
2 | 18 | 19 | 1172 | Yes |  |  |  | 0 | 0.55 | 0.55
2 | 18 | 20 | 1173 | Yes |  |  |  | 0 | 0.35 | 0.35
2 | 18 | 21 | 1174 | Yes |  |  |  | 0 | 0.2 | 0.2
2 | 18 | 22 | 1175 | Yes |  |  |  | 0 | 0.2 | 0.2
2 | 18 | 23 | 1176 | Yes |  |  |  | 0 | 0.2 | 0.2
2 | 19 | 0 | 1177 | Yes |  |  |  | 0 | 0.2 | 0.2
2 | 19 | 1 | 1178 | Yes |  |  |  | 0 | 0.2 | 0.2
2 | 19 | 2 | 1179 | Yes |  |  |  | 0 | 0.2 | 0.2
2 | 19 | 3 | 1180 | Yes |  |  |  | 0 | 0.2 | 0.2
2 | 19 | 4 | 1181 | Yes |  |  |  | 0 | 0.3 | 0.3
2 | 19 | 5 | 1182 | Yes |  |  |  | 0 | 0.45 | 0.45
2 | 19 | 6 | 1183 | Yes |  |  |  | 0 | 0.58 | 0.58
2 | 19 | 7 | 1184 | Yes |  |  |  | 0 | 0.7 | 0.7
2 | 19 | 8 | 1185 | Yes |  |  |  | 0 | 0.85 | 0.85
2 | 19 | 9 | 1186 | Yes |  |  |  | 0 | 1.03 | 1.03
2 | 19 | 10 | 1187 | Yes |  |  |  | 0 | 0.99 | 0.99
2 | 19 | 11 | 1188 | Yes |  |  |  | 0 | 0.92 | 0.92
2 | 19 | 12 | 1189 | Yes |  |  |  | 0 | 0.95 | 0.95
2 | 19 | 13 | 1190 | Yes |  |  |  | 0 | 1 | 1
2 | 19 | 14 | 1191 | Yes |  |  |  | 0 | 1.02 | 1.02
2 | 19 | 15 | 1192 | Yes |  |  |  | 0 | 1.03 | 1.03
2 | 19 | 16 | 1193 | Yes |  |  |  | 0 | 1.05 | 1.05
2 | 19 | 17 | 1194 | Yes |  |  |  | 0 | 0.85 | 0.85
2 | 19 | 18 | 1195 | Yes |  |  |  | 0 | 0.7 | 0.7
2 | 19 | 19 | 1196 | Yes |  |  |  | 0 | 0.55 | 0.55
2 | 19 | 20 | 1197 | Yes |  |  |  | 0 | 0.35 | 0.35
2 | 19 | 21 | 1198 | Yes |  |  |  | 0 | 0.2 | 0.2
2 | 19 | 22 | 1199 | Yes |  |  |  | 0 | 0.2 | 0.2
2 | 19 | 23 | 1200 | Yes |  |  |  | 0 | 0.2 | 0.2
2 | 20 | 0 | 1201 | Yes |  |  |  | 0 | 0.2 | 0.2
2 | 20 | 1 | 1202 | Yes |  |  |  | 0 | 0.2 | 0.2
2 | 20 | 2 | 1203 | Yes |  |  |  | 0 | 0.2 | 0.2
2 | 20 | 3 | 1204 | Yes |  |  |  | 0 | 0.2 | 0.2
2 | 20 | 4 | 1205 | Yes |  |  |  | 0 | 0.3 | 0.3
2 | 20 | 5 | 1206 | Yes |  |  |  | 0 | 0.45 | 0.45
2 | 20 | 6 | 1207 | Yes |  |  |  | 0 | 0.58 | 0.58
2 | 20 | 7 | 1208 | Yes |  |  |  | 0 | 0.7 | 0.7
2 | 20 | 8 | 1209 | Yes |  |  |  | 0 | 0.85 | 0.85
2 | 20 | 9 | 1210 | Yes |  |  |  | 0 | 1.03 | 1.03
2 | 20 | 10 | 1211 | Yes |  |  |  | 0 | 0.99 | 0.99
2 | 20 | 11 | 1212 | Yes |  |  |  | 0 | 0.92 | 0.92
2 | 20 | 12 | 1213 | Yes |  |  |  | 0 | 0.95 | 0.95
2 | 20 | 13 | 1214 | Yes |  |  |  | 0 | 1 | 1
2 | 20 | 14 | 1215 | Yes |  |  |  | 0 | 1.02 | 1.02
2 | 20 | 15 | 1216 | Yes |  |  |  | 0 | 1.03 | 1.03
2 | 20 | 16 | 1217 | Yes |  |  |  | 0 | 1.05 | 1.05
2 | 20 | 17 | 1218 | Yes |  |  |  | 0 | 0.85 | 0.85
2 | 20 | 18 | 1219 | Yes |  |  |  | 0 | 0.7 | 0.7
2 | 20 | 19 | 1220 | Yes |  |  |  | 0 | 0.55 | 0.55
2 | 20 | 20 | 1221 | Yes |  |  |  | 0 | 0.35 | 0.35
2 | 20 | 21 | 1222 | Yes |  |  |  | 0 | 0.2 | 0.2
2 | 20 | 22 | 1223 | Yes |  |  |  | 0 | 0.2 | 0.2
2 | 20 | 23 | 1224 | Yes |  |  |  | 0 | 0.2 | 0.2
2 | 21 | 0 | 1225 | Saturday |  |  |  | 0 | 0.2 | 0.2
2 | 21 | 1 | 1226 | Saturday |  |  |  | 0 | 0.2 | 0.2
2 | 21 | 2 | 1227 | Saturday |  |  |  | 0 | 0.2 | 0.2
2 | 21 | 3 | 1228 | Saturday |  |  |  | 0 | 0.2 | 0.2
2 | 21 | 4 | 1229 | Saturday |  |  |  | 0 | 0.3 | 0.3
2 | 21 | 5 | 1230 | Saturday |  |  |  | 0 | 0.45 | 0.45
2 | 21 | 6 | 1231 | Saturday |  |  |  | 0 | 0.58 | 0.58
2 | 21 | 7 | 1232 | Saturday |  |  |  | 0 | 0.7 | 0.7
2 | 21 | 8 | 1233 | Saturday |  |  |  | 0 | 0.85 | 0.85
2 | 21 | 9 | 1234 | Saturday |  |  |  | 0 | 1.03 | 1.03
2 | 21 | 10 | 1235 | Saturday |  |  |  | 0 | 0.99 | 0.99
2 | 21 | 11 | 1236 | Saturday |  |  |  | 0 | 0.92 | 0.92
2 | 21 | 12 | 1237 | Saturday |  |  |  | 0 | 0.95 | 0.95
2 | 21 | 13 | 1238 | Saturday |  |  |  | 0 | 1 | 1
2 | 21 | 14 | 1239 | Saturday |  |  |  | 0 | 1.02 | 1.02
2 | 21 | 15 | 1240 | Saturday |  |  |  | 0 | 1.03 | 1.03
2 | 21 | 16 | 1241 | Saturday |  |  |  | 0 | 1.05 | 1.05
2 | 21 | 17 | 1242 | Saturday |  |  |  | 0 | 0.85 | 0.85
2 | 21 | 18 | 1243 | Saturday |  |  |  | 0 | 0.7 | 0.7
2 | 21 | 19 | 1244 | Saturday |  |  |  | 0 | 0.55 | 0.55
2 | 21 | 20 | 1245 | Saturday |  |  |  | 0 | 0.35 | 0.35
2 | 21 | 21 | 1246 | Saturday |  |  |  | 0 | 0.2 | 0.2
2 | 21 | 22 | 1247 | Saturday |  |  |  | 0 | 0.2 | 0.2
2 | 21 | 23 | 1248 | Saturday |  |  |  | 0 | 0.2 | 0.2
2 | 22 | 0 | 1249 | Sunday |  |  |  | 0 | 0.2 | 0.2
2 | 22 | 1 | 1250 | Sunday |  |  |  | 0 | 0.2 | 0.2
2 | 22 | 2 | 1251 | Sunday |  |  |  | 0 | 0.2 | 0.2
2 | 22 | 3 | 1252 | Sunday |  |  |  | 0 | 0.2 | 0.2
2 | 22 | 4 | 1253 | Sunday |  |  |  | 0 | 0.3 | 0.3
2 | 22 | 5 | 1254 | Sunday |  |  |  | 0 | 0.45 | 0.45
2 | 22 | 6 | 1255 | Sunday |  |  |  | 0 | 0.58 | 0.58
2 | 22 | 7 | 1256 | Sunday |  |  |  | 0 | 0.7 | 0.7
2 | 22 | 8 | 1257 | Sunday |  |  |  | 0 | 0.85 | 0.85
2 | 22 | 9 | 1258 | Sunday |  |  |  | 0 | 1.03 | 1.03
2 | 22 | 10 | 1259 | Sunday |  |  |  | 0 | 0.99 | 0.99
2 | 22 | 11 | 1260 | Sunday |  |  |  | 0 | 0.92 | 0.92
2 | 22 | 12 | 1261 | Sunday |  |  |  | 0 | 0.95 | 0.95
2 | 22 | 13 | 1262 | Sunday |  |  |  | 0 | 1 | 1
2 | 22 | 14 | 1263 | Sunday |  |  |  | 0 | 1.02 | 1.02
2 | 22 | 15 | 1264 | Sunday |  |  |  | 0 | 1.03 | 1.03
2 | 22 | 16 | 1265 | Sunday |  |  |  | 0 | 1.05 | 1.05
2 | 22 | 17 | 1266 | Sunday |  |  |  | 0 | 0.85 | 0.85
2 | 22 | 18 | 1267 | Sunday |  |  |  | 0 | 0.7 | 0.7
2 | 22 | 19 | 1268 | Sunday |  |  |  | 0 | 0.55 | 0.55
2 | 22 | 20 | 1269 | Sunday |  |  |  | 0 | 0.35 | 0.35
2 | 22 | 21 | 1270 | Sunday |  |  |  | 0 | 0.2 | 0.2
2 | 22 | 22 | 1271 | Sunday |  |  |  | 0 | 0.2 | 0.2
2 | 22 | 23 | 1272 | Sunday |  |  |  | 0 | 0.2 | 0.2
2 | 23 | 0 | 1273 | Yes |  |  |  | 0 | 0.2 | 0.2
2 | 23 | 1 | 1274 | Yes |  |  |  | 0 | 0.2 | 0.2
2 | 23 | 2 | 1275 | Yes |  |  |  | 0 | 0.2 | 0.2
2 | 23 | 3 | 1276 | Yes |  |  |  | 0 | 0.2 | 0.2
2 | 23 | 4 | 1277 | Yes |  |  |  | 0 | 0.3 | 0.3
2 | 23 | 5 | 1278 | Yes |  |  |  | 0 | 0.45 | 0.45
2 | 23 | 6 | 1279 | Yes |  |  |  | 0 | 0.58 | 0.58
2 | 23 | 7 | 1280 | Yes |  |  |  | 0 | 0.7 | 0.7
2 | 23 | 8 | 1281 | Yes |  |  |  | 0 | 0.85 | 0.85
2 | 23 | 9 | 1282 | Yes |  |  |  | 0 | 1.03 | 1.03
2 | 23 | 10 | 1283 | Yes |  |  |  | 0 | 0.99 | 0.99
2 | 23 | 11 | 1284 | Yes |  |  |  | 0 | 0.92 | 0.92
2 | 23 | 12 | 1285 | Yes |  |  |  | 0 | 0.95 | 0.95
2 | 23 | 13 | 1286 | Yes |  |  |  | 0 | 1 | 1
2 | 23 | 14 | 1287 | Yes |  |  |  | 0 | 1.02 | 1.02
2 | 23 | 15 | 1288 | Yes |  |  |  | 0 | 1.03 | 1.03
2 | 23 | 16 | 1289 | Yes |  |  |  | 0 | 1.05 | 1.05
2 | 23 | 17 | 1290 | Yes |  |  |  | 0 | 0.85 | 0.85
2 | 23 | 18 | 1291 | Yes |  |  |  | 0 | 0.7 | 0.7
2 | 23 | 19 | 1292 | Yes |  |  |  | 0 | 0.55 | 0.55
2 | 23 | 20 | 1293 | Yes |  |  |  | 0 | 0.35 | 0.35
2 | 23 | 21 | 1294 | Yes |  |  |  | 0 | 0.2 | 0.2
2 | 23 | 22 | 1295 | Yes |  |  |  | 0 | 0.2 | 0.2
2 | 23 | 23 | 1296 | Yes |  |  |  | 0 | 0.2 | 0.2
2 | 24 | 0 | 1297 | Yes |  |  |  | 0 | 0.2 | 0.2
2 | 24 | 1 | 1298 | Yes |  |  |  | 0 | 0.2 | 0.2
2 | 24 | 2 | 1299 | Yes |  |  |  | 0 | 0.2 | 0.2
2 | 24 | 3 | 1300 | Yes |  |  |  | 0 | 0.2 | 0.2
2 | 24 | 4 | 1301 | Yes |  |  |  | 0 | 0.3 | 0.3
2 | 24 | 5 | 1302 | Yes |  |  |  | 0 | 0.45 | 0.45
2 | 24 | 6 | 1303 | Yes |  |  |  | 0 | 0.58 | 0.58
2 | 24 | 7 | 1304 | Yes |  |  |  | 0 | 0.7 | 0.7
2 | 24 | 8 | 1305 | Yes |  |  |  | 0 | 0.85 | 0.85
2 | 24 | 9 | 1306 | Yes |  |  |  | 0 | 1.03 | 1.03
2 | 24 | 10 | 1307 | Yes |  |  |  | 0 | 0.99 | 0.99
2 | 24 | 11 | 1308 | Yes |  |  |  | 0 | 0.92 | 0.92
2 | 24 | 12 | 1309 | Yes |  |  |  | 0 | 0.95 | 0.95
2 | 24 | 13 | 1310 | Yes |  |  |  | 0 | 1 | 1
2 | 24 | 14 | 1311 | Yes |  |  |  | 0 | 1.02 | 1.02
2 | 24 | 15 | 1312 | Yes |  |  |  | 0 | 1.03 | 1.03
2 | 24 | 16 | 1313 | Yes |  |  |  | 0 | 1.05 | 1.05
2 | 24 | 17 | 1314 | Yes |  |  |  | 0 | 0.85 | 0.85
2 | 24 | 18 | 1315 | Yes |  |  |  | 0 | 0.7 | 0.7
2 | 24 | 19 | 1316 | Yes |  |  |  | 0 | 0.55 | 0.55
2 | 24 | 20 | 1317 | Yes |  |  |  | 0 | 0.35 | 0.35
2 | 24 | 21 | 1318 | Yes |  |  |  | 0 | 0.2 | 0.2
2 | 24 | 22 | 1319 | Yes |  |  |  | 0 | 0.2 | 0.2
2 | 24 | 23 | 1320 | Yes |  |  |  | 0 | 0.2 | 0.2
2 | 25 | 0 | 1321 | Yes |  |  |  | 0 | 0.2 | 0.2
2 | 25 | 1 | 1322 | Yes |  |  |  | 0 | 0.2 | 0.2
2 | 25 | 2 | 1323 | Yes |  |  |  | 0 | 0.2 | 0.2
2 | 25 | 3 | 1324 | Yes |  |  |  | 0 | 0.2 | 0.2
2 | 25 | 4 | 1325 | Yes |  |  |  | 0 | 0.3 | 0.3
2 | 25 | 5 | 1326 | Yes |  |  |  | 0 | 0.45 | 0.45
2 | 25 | 6 | 1327 | Yes |  |  |  | 0 | 0.58 | 0.58
2 | 25 | 7 | 1328 | Yes |  |  |  | 0 | 0.7 | 0.7
2 | 25 | 8 | 1329 | Yes |  |  |  | 0 | 0.85 | 0.85
2 | 25 | 9 | 1330 | Yes |  |  |  | 0 | 1.03 | 1.03
2 | 25 | 10 | 1331 | Yes |  |  |  | 0 | 0.99 | 0.99
2 | 25 | 11 | 1332 | Yes |  |  |  | 0 | 0.92 | 0.92
2 | 25 | 12 | 1333 | Yes |  |  |  | 0 | 0.95 | 0.95
2 | 25 | 13 | 1334 | Yes |  |  |  | 0 | 1 | 1
2 | 25 | 14 | 1335 | Yes |  |  |  | 0 | 1.02 | 1.02
2 | 25 | 15 | 1336 | Yes |  |  |  | 0 | 1.03 | 1.03
2 | 25 | 16 | 1337 | Yes |  |  |  | 0 | 1.05 | 1.05
2 | 25 | 17 | 1338 | Yes |  |  |  | 0 | 0.85 | 0.85
2 | 25 | 18 | 1339 | Yes |  |  |  | 0 | 0.7 | 0.7
2 | 25 | 19 | 1340 | Yes |  |  |  | 0 | 0.55 | 0.55
2 | 25 | 20 | 1341 | Yes |  |  |  | 0 | 0.35 | 0.35
2 | 25 | 21 | 1342 | Yes |  |  |  | 0 | 0.2 | 0.2
2 | 25 | 22 | 1343 | Yes |  |  |  | 0 | 0.2 | 0.2
2 | 25 | 23 | 1344 | Yes |  |  |  | 0 | 0.2 | 0.2
2 | 26 | 0 | 1345 | Yes |  |  |  | 0 | 0.2 | 0.2
2 | 26 | 1 | 1346 | Yes |  |  |  | 0 | 0.2 | 0.2
2 | 26 | 2 | 1347 | Yes |  |  |  | 0 | 0.2 | 0.2
2 | 26 | 3 | 1348 | Yes |  |  |  | 0 | 0.2 | 0.2
2 | 26 | 4 | 1349 | Yes |  |  |  | 0 | 0.3 | 0.3
2 | 26 | 5 | 1350 | Yes |  |  |  | 0 | 0.45 | 0.45
2 | 26 | 6 | 1351 | Yes |  |  |  | 0 | 0.58 | 0.58
2 | 26 | 7 | 1352 | Yes |  |  |  | 0 | 0.7 | 0.7
2 | 26 | 8 | 1353 | Yes |  |  |  | 0 | 0.85 | 0.85
2 | 26 | 9 | 1354 | Yes |  |  |  | 0 | 1.03 | 1.03
2 | 26 | 10 | 1355 | Yes |  |  |  | 0 | 0.99 | 0.99
2 | 26 | 11 | 1356 | Yes |  |  |  | 0 | 0.92 | 0.92
2 | 26 | 12 | 1357 | Yes |  |  |  | 0 | 0.95 | 0.95
2 | 26 | 13 | 1358 | Yes |  |  |  | 0 | 1 | 1
2 | 26 | 14 | 1359 | Yes |  |  |  | 0 | 1.02 | 1.02
2 | 26 | 15 | 1360 | Yes |  |  |  | 0 | 1.03 | 1.03
2 | 26 | 16 | 1361 | Yes |  |  |  | 0 | 1.05 | 1.05
2 | 26 | 17 | 1362 | Yes |  |  |  | 0 | 0.85 | 0.85
2 | 26 | 18 | 1363 | Yes |  |  |  | 0 | 0.7 | 0.7
2 | 26 | 19 | 1364 | Yes |  |  |  | 0 | 0.55 | 0.55
2 | 26 | 20 | 1365 | Yes |  |  |  | 0 | 0.35 | 0.35
2 | 26 | 21 | 1366 | Yes |  |  |  | 0 | 0.2 | 0.2
2 | 26 | 22 | 1367 | Yes |  |  |  | 0 | 0.2 | 0.2
2 | 26 | 23 | 1368 | Yes |  |  |  | 0 | 0.2 | 0.2
2 | 27 | 0 | 1369 | Yes |  |  |  | 0 | 0.2 | 0.2
2 | 27 | 1 | 1370 | Yes |  |  |  | 0 | 0.2 | 0.2
2 | 27 | 2 | 1371 | Yes |  |  |  | 0 | 0.2 | 0.2
2 | 27 | 3 | 1372 | Yes |  |  |  | 0 | 0.2 | 0.2
2 | 27 | 4 | 1373 | Yes |  |  |  | 0 | 0.3 | 0.3
2 | 27 | 5 | 1374 | Yes |  |  |  | 0 | 0.45 | 0.45
2 | 27 | 6 | 1375 | Yes |  |  |  | 0 | 0.58 | 0.58
2 | 27 | 7 | 1376 | Yes |  |  |  | 0 | 0.7 | 0.7
2 | 27 | 8 | 1377 | Yes |  |  |  | 0 | 0.85 | 0.85
2 | 27 | 9 | 1378 | Yes |  |  |  | 0 | 1.03 | 1.03
2 | 27 | 10 | 1379 | Yes |  |  |  | 0 | 0.99 | 0.99
2 | 27 | 11 | 1380 | Yes |  |  |  | 0 | 0.92 | 0.92
2 | 27 | 12 | 1381 | Yes |  |  |  | 0 | 0.95 | 0.95
2 | 27 | 13 | 1382 | Yes |  |  |  | 0 | 1 | 1
2 | 27 | 14 | 1383 | Yes |  |  |  | 0 | 1.02 | 1.02
2 | 27 | 15 | 1384 | Yes |  |  |  | 0 | 1.03 | 1.03
2 | 27 | 16 | 1385 | Yes |  |  |  | 0 | 1.05 | 1.05
2 | 27 | 17 | 1386 | Yes |  |  |  | 0 | 0.85 | 0.85
2 | 27 | 18 | 1387 | Yes |  |  |  | 0 | 0.7 | 0.7
2 | 27 | 19 | 1388 | Yes |  |  |  | 0 | 0.55 | 0.55
2 | 27 | 20 | 1389 | Yes |  |  |  | 0 | 0.35 | 0.35
2 | 27 | 21 | 1390 | Yes |  |  |  | 0 | 0.2 | 0.2
2 | 27 | 22 | 1391 | Yes |  |  |  | 0 | 0.2 | 0.2
2 | 27 | 23 | 1392 | Yes |  |  |  | 0 | 0.2 | 0.2
2 | 28 | 0 | 1393 | Saturday |  |  |  | 0 | 0.2 | 0.2
2 | 28 | 1 | 1394 | Saturday |  |  |  | 0 | 0.2 | 0.2
2 | 28 | 2 | 1395 | Saturday |  |  |  | 0 | 0.2 | 0.2
2 | 28 | 3 | 1396 | Saturday |  |  |  | 0 | 0.2 | 0.2
2 | 28 | 4 | 1397 | Saturday |  |  |  | 0 | 0.3 | 0.3
2 | 28 | 5 | 1398 | Saturday |  |  |  | 0 | 0.45 | 0.45
2 | 28 | 6 | 1399 | Saturday |  |  |  | 0 | 0.58 | 0.58
2 | 28 | 7 | 1400 | Saturday |  |  |  | 0 | 0.7 | 0.7
2 | 28 | 8 | 1401 | Saturday |  |  |  | 0 | 0.85 | 0.85
2 | 28 | 9 | 1402 | Saturday |  |  |  | 0 | 1.03 | 1.03
2 | 28 | 10 | 1403 | Saturday |  |  |  | 0 | 0.99 | 0.99
2 | 28 | 11 | 1404 | Saturday |  |  |  | 0 | 0.92 | 0.92
2 | 28 | 12 | 1405 | Saturday |  |  |  | 0 | 0.95 | 0.95
2 | 28 | 13 | 1406 | Saturday |  |  |  | 0 | 1 | 1
2 | 28 | 14 | 1407 | Saturday |  |  |  | 0 | 1.02 | 1.02
2 | 28 | 15 | 1408 | Saturday |  |  |  | 0 | 1.03 | 1.03
2 | 28 | 16 | 1409 | Saturday |  |  |  | 0 | 1.05 | 1.05
2 | 28 | 17 | 1410 | Saturday |  |  |  | 0 | 0.85 | 0.85
2 | 28 | 18 | 1411 | Saturday |  |  |  | 0 | 0.7 | 0.7
2 | 28 | 19 | 1412 | Saturday |  |  |  | 0 | 0.55 | 0.55
2 | 28 | 20 | 1413 | Saturday |  |  |  | 0 | 0.35 | 0.35
2 | 28 | 21 | 1414 | Saturday |  |  |  | 0 | 0.2 | 0.2
2 | 28 | 22 | 1415 | Saturday |  |  |  | 0 | 0.2 | 0.2
2 | 28 | 23 | 1416 | Saturday |  |  |  | 0 | 0.2 | 0.2
3 | 1 | 0 | 1417 | Sunday |  |  |  | 0 | 0.2 | 0.2
3 | 1 | 1 | 1418 | Sunday |  |  |  | 0 | 0.2 | 0.2
3 | 1 | 2 | 1419 | Sunday |  |  |  | 0 | 0.2 | 0.2
3 | 1 | 3 | 1420 | Sunday |  |  |  | 0 | 0.2 | 0.2
3 | 1 | 4 | 1421 | Sunday |  |  |  | 0 | 0.3 | 0.3
3 | 1 | 5 | 1422 | Sunday |  |  |  | 0 | 0.45 | 0.45
3 | 1 | 6 | 1423 | Sunday |  |  |  | 0 | 0.58 | 0.58
3 | 1 | 7 | 1424 | Sunday |  |  |  | 0 | 0.7 | 0.7
3 | 1 | 8 | 1425 | Sunday |  |  |  | 0 | 0.85 | 0.85
3 | 1 | 9 | 1426 | Sunday |  |  |  | 0 | 1.03 | 1.03
3 | 1 | 10 | 1427 | Sunday |  |  |  | 0 | 0.99 | 0.99
3 | 1 | 11 | 1428 | Sunday |  |  |  | 0 | 0.92 | 0.92
3 | 1 | 12 | 1429 | Sunday |  |  |  | 0 | 0.95 | 0.95
3 | 1 | 13 | 1430 | Sunday |  |  |  | 0 | 1 | 1
3 | 1 | 14 | 1431 | Sunday |  |  |  | 0 | 1.02 | 1.02
3 | 1 | 15 | 1432 | Sunday |  |  |  | 0 | 1.03 | 1.03
3 | 1 | 16 | 1433 | Sunday |  |  |  | 0 | 1.05 | 1.05
3 | 1 | 17 | 1434 | Sunday |  |  |  | 0 | 0.85 | 0.85
3 | 1 | 18 | 1435 | Sunday |  |  |  | 0 | 0.7 | 0.7
3 | 1 | 19 | 1436 | Sunday |  |  |  | 0 | 0.55 | 0.55
3 | 1 | 20 | 1437 | Sunday |  |  |  | 0 | 0.35 | 0.35
3 | 1 | 21 | 1438 | Sunday |  |  |  | 0 | 0.2 | 0.2
3 | 1 | 22 | 1439 | Sunday |  |  |  | 0 | 0.2 | 0.2
3 | 1 | 23 | 1440 | Sunday |  |  |  | 0 | 0.2 | 0.2
3 | 2 | 0 | 1441 | Yes |  |  |  | 0 | 0.2 | 0.2
3 | 2 | 1 | 1442 | Yes |  |  |  | 0 | 0.2 | 0.2
3 | 2 | 2 | 1443 | Yes |  |  |  | 0 | 0.2 | 0.2
3 | 2 | 3 | 1444 | Yes |  |  |  | 0 | 0.2 | 0.2
3 | 2 | 4 | 1445 | Yes |  |  |  | 0 | 0.3 | 0.3
3 | 2 | 5 | 1446 | Yes |  |  |  | 0 | 0.45 | 0.45
3 | 2 | 6 | 1447 | Yes |  |  |  | 0 | 0.58 | 0.58
3 | 2 | 7 | 1448 | Yes |  |  |  | 0 | 0.7 | 0.7
3 | 2 | 8 | 1449 | Yes |  |  |  | 0 | 0.85 | 0.85
3 | 2 | 9 | 1450 | Yes |  |  |  | 0 | 1.03 | 1.03
3 | 2 | 10 | 1451 | Yes |  |  |  | 0 | 0.99 | 0.99
3 | 2 | 11 | 1452 | Yes |  |  |  | 0 | 0.92 | 0.92
3 | 2 | 12 | 1453 | Yes |  |  |  | 0 | 0.95 | 0.95
3 | 2 | 13 | 1454 | Yes |  |  |  | 0 | 1 | 1
3 | 2 | 14 | 1455 | Yes |  |  |  | 0 | 1.02 | 1.02
3 | 2 | 15 | 1456 | Yes |  |  |  | 0 | 1.03 | 1.03
3 | 2 | 16 | 1457 | Yes |  |  |  | 0 | 1.05 | 1.05
3 | 2 | 17 | 1458 | Yes |  |  |  | 0 | 0.85 | 0.85
3 | 2 | 18 | 1459 | Yes |  |  |  | 0 | 0.7 | 0.7
3 | 2 | 19 | 1460 | Yes |  |  |  | 0 | 0.55 | 0.55
3 | 2 | 20 | 1461 | Yes |  |  |  | 0 | 0.35 | 0.35
3 | 2 | 21 | 1462 | Yes |  |  |  | 0 | 0.2 | 0.2
3 | 2 | 22 | 1463 | Yes |  |  |  | 0 | 0.2 | 0.2
3 | 2 | 23 | 1464 | Yes |  |  |  | 0 | 0.2 | 0.2
3 | 3 | 0 | 1465 | Yes |  |  |  | 0 | 0.2 | 0.2
3 | 3 | 1 | 1466 | Yes |  |  |  | 0 | 0.2 | 0.2
3 | 3 | 2 | 1467 | Yes |  |  |  | 0 | 0.2 | 0.2
3 | 3 | 3 | 1468 | Yes |  |  |  | 0 | 0.2 | 0.2
3 | 3 | 4 | 1469 | Yes |  |  |  | 0 | 0.3 | 0.3
3 | 3 | 5 | 1470 | Yes |  |  |  | 0 | 0.45 | 0.45
3 | 3 | 6 | 1471 | Yes |  |  |  | 0 | 0.58 | 0.58
3 | 3 | 7 | 1472 | Yes |  |  |  | 0 | 0.7 | 0.7
3 | 3 | 8 | 1473 | Yes |  |  |  | 0 | 0.85 | 0.85
3 | 3 | 9 | 1474 | Yes |  |  |  | 0 | 1.03 | 1.03
3 | 3 | 10 | 1475 | Yes |  |  |  | 0 | 0.99 | 0.99
3 | 3 | 11 | 1476 | Yes |  |  |  | 0 | 0.92 | 0.92
3 | 3 | 12 | 1477 | Yes |  |  |  | 0 | 0.95 | 0.95
3 | 3 | 13 | 1478 | Yes |  |  |  | 0 | 1 | 1
3 | 3 | 14 | 1479 | Yes |  |  |  | 0 | 1.02 | 1.02
3 | 3 | 15 | 1480 | Yes |  |  |  | 0 | 1.03 | 1.03
3 | 3 | 16 | 1481 | Yes |  |  |  | 0 | 1.05 | 1.05
3 | 3 | 17 | 1482 | Yes |  |  |  | 0 | 0.85 | 0.85
3 | 3 | 18 | 1483 | Yes |  |  |  | 0 | 0.7 | 0.7
3 | 3 | 19 | 1484 | Yes |  |  |  | 0 | 0.55 | 0.55
3 | 3 | 20 | 1485 | Yes |  |  |  | 0 | 0.35 | 0.35
3 | 3 | 21 | 1486 | Yes |  |  |  | 0 | 0.2 | 0.2
3 | 3 | 22 | 1487 | Yes |  |  |  | 0 | 0.2 | 0.2
3 | 3 | 23 | 1488 | Yes |  |  |  | 0 | 0.2 | 0.2
3 | 4 | 0 | 1489 | Yes |  |  |  | 0 | 0.2 | 0.2
3 | 4 | 1 | 1490 | Yes |  |  |  | 0 | 0.2 | 0.2
3 | 4 | 2 | 1491 | Yes |  |  |  | 0 | 0.2 | 0.2
3 | 4 | 3 | 1492 | Yes |  |  |  | 0 | 0.2 | 0.2
3 | 4 | 4 | 1493 | Yes |  |  |  | 0 | 0.3 | 0.3
3 | 4 | 5 | 1494 | Yes |  |  |  | 0 | 0.45 | 0.45
3 | 4 | 6 | 1495 | Yes |  |  |  | 0 | 0.58 | 0.58
3 | 4 | 7 | 1496 | Yes |  |  |  | 0 | 0.7 | 0.7
3 | 4 | 8 | 1497 | Yes |  |  |  | 0 | 0.85 | 0.85
3 | 4 | 9 | 1498 | Yes |  |  |  | 0 | 1.03 | 1.03
3 | 4 | 10 | 1499 | Yes |  |  |  | 0 | 0.99 | 0.99
3 | 4 | 11 | 1500 | Yes |  |  |  | 0 | 0.92 | 0.92
3 | 4 | 12 | 1501 | Yes |  |  |  | 0 | 0.95 | 0.95
3 | 4 | 13 | 1502 | Yes |  |  |  | 0 | 1 | 1
3 | 4 | 14 | 1503 | Yes |  |  |  | 0 | 1.02 | 1.02
3 | 4 | 15 | 1504 | Yes |  |  |  | 0 | 1.03 | 1.03
3 | 4 | 16 | 1505 | Yes |  |  |  | 0 | 1.05 | 1.05
3 | 4 | 17 | 1506 | Yes |  |  |  | 0 | 0.85 | 0.85
3 | 4 | 18 | 1507 | Yes |  |  |  | 0 | 0.7 | 0.7
3 | 4 | 19 | 1508 | Yes |  |  |  | 0 | 0.55 | 0.55
3 | 4 | 20 | 1509 | Yes |  |  |  | 0 | 0.35 | 0.35
3 | 4 | 21 | 1510 | Yes |  |  |  | 0 | 0.2 | 0.2
3 | 4 | 22 | 1511 | Yes |  |  |  | 0 | 0.2 | 0.2
3 | 4 | 23 | 1512 | Yes |  |  |  | 0 | 0.2 | 0.2
3 | 5 | 0 | 1513 | Yes |  |  |  | 0 | 0.2 | 0.2
3 | 5 | 1 | 1514 | Yes |  |  |  | 0 | 0.2 | 0.2
3 | 5 | 2 | 1515 | Yes |  |  |  | 0 | 0.2 | 0.2
3 | 5 | 3 | 1516 | Yes |  |  |  | 0 | 0.2 | 0.2
3 | 5 | 4 | 1517 | Yes |  |  |  | 0 | 0.3 | 0.3
3 | 5 | 5 | 1518 | Yes |  |  |  | 0 | 0.45 | 0.45
3 | 5 | 6 | 1519 | Yes |  |  |  | 0 | 0.58 | 0.58
3 | 5 | 7 | 1520 | Yes |  |  |  | 0 | 0.7 | 0.7
3 | 5 | 8 | 1521 | Yes |  |  |  | 0 | 0.85 | 0.85
3 | 5 | 9 | 1522 | Yes |  |  |  | 0 | 1.03 | 1.03
3 | 5 | 10 | 1523 | Yes |  |  |  | 0 | 0.99 | 0.99
3 | 5 | 11 | 1524 | Yes |  |  |  | 0 | 0.92 | 0.92
3 | 5 | 12 | 1525 | Yes |  |  |  | 0 | 0.95 | 0.95
3 | 5 | 13 | 1526 | Yes |  |  |  | 0 | 1 | 1
3 | 5 | 14 | 1527 | Yes |  |  |  | 0 | 1.02 | 1.02
3 | 5 | 15 | 1528 | Yes |  |  |  | 0 | 1.03 | 1.03
3 | 5 | 16 | 1529 | Yes |  |  |  | 0 | 1.05 | 1.05
3 | 5 | 17 | 1530 | Yes |  |  |  | 0 | 0.85 | 0.85
3 | 5 | 18 | 1531 | Yes |  |  |  | 0 | 0.7 | 0.7
3 | 5 | 19 | 1532 | Yes |  |  |  | 0 | 0.55 | 0.55
3 | 5 | 20 | 1533 | Yes |  |  |  | 0 | 0.35 | 0.35
3 | 5 | 21 | 1534 | Yes |  |  |  | 0 | 0.2 | 0.2
3 | 5 | 22 | 1535 | Yes |  |  |  | 0 | 0.2 | 0.2
3 | 5 | 23 | 1536 | Yes |  |  |  | 0 | 0.2 | 0.2
3 | 6 | 0 | 1537 | Yes |  |  |  | 0 | 0.2 | 0.2
3 | 6 | 1 | 1538 | Yes |  |  |  | 0 | 0.2 | 0.2
3 | 6 | 2 | 1539 | Yes |  |  |  | 0 | 0.2 | 0.2
3 | 6 | 3 | 1540 | Yes |  |  |  | 0 | 0.2 | 0.2
3 | 6 | 4 | 1541 | Yes |  |  |  | 0 | 0.3 | 0.3
3 | 6 | 5 | 1542 | Yes |  |  |  | 0 | 0.45 | 0.45
3 | 6 | 6 | 1543 | Yes |  |  |  | 0 | 0.58 | 0.58
3 | 6 | 7 | 1544 | Yes |  |  |  | 0 | 0.7 | 0.7
3 | 6 | 8 | 1545 | Yes |  |  |  | 0 | 0.85 | 0.85
3 | 6 | 9 | 1546 | Yes |  |  |  | 0 | 1.03 | 1.03
3 | 6 | 10 | 1547 | Yes |  |  |  | 0 | 0.99 | 0.99
3 | 6 | 11 | 1548 | Yes |  |  |  | 0 | 0.92 | 0.92
3 | 6 | 12 | 1549 | Yes |  |  |  | 0 | 0.95 | 0.95
3 | 6 | 13 | 1550 | Yes |  |  |  | 0 | 1 | 1
3 | 6 | 14 | 1551 | Yes |  |  |  | 0 | 1.02 | 1.02
3 | 6 | 15 | 1552 | Yes |  |  |  | 0 | 1.03 | 1.03
3 | 6 | 16 | 1553 | Yes |  |  |  | 0 | 1.05 | 1.05
3 | 6 | 17 | 1554 | Yes |  |  |  | 0 | 0.85 | 0.85
3 | 6 | 18 | 1555 | Yes |  |  |  | 0 | 0.7 | 0.7
3 | 6 | 19 | 1556 | Yes |  |  |  | 0 | 0.55 | 0.55
3 | 6 | 20 | 1557 | Yes |  |  |  | 0 | 0.35 | 0.35
3 | 6 | 21 | 1558 | Yes |  |  |  | 0 | 0.2 | 0.2
3 | 6 | 22 | 1559 | Yes |  |  |  | 0 | 0.2 | 0.2
3 | 6 | 23 | 1560 | Yes |  |  |  | 0 | 0.2 | 0.2
3 | 7 | 0 | 1561 | Saturday |  |  |  | 0 | 0.2 | 0.2
3 | 7 | 1 | 1562 | Saturday |  |  |  | 0 | 0.2 | 0.2
3 | 7 | 2 | 1563 | Saturday |  |  |  | 0 | 0.2 | 0.2
3 | 7 | 3 | 1564 | Saturday |  |  |  | 0 | 0.2 | 0.2
3 | 7 | 4 | 1565 | Saturday |  |  |  | 0 | 0.3 | 0.3
3 | 7 | 5 | 1566 | Saturday |  |  |  | 0 | 0.45 | 0.45
3 | 7 | 6 | 1567 | Saturday |  |  |  | 0 | 0.58 | 0.58
3 | 7 | 7 | 1568 | Saturday |  |  |  | 0 | 0.7 | 0.7
3 | 7 | 8 | 1569 | Saturday |  |  |  | 0 | 0.85 | 0.85
3 | 7 | 9 | 1570 | Saturday |  |  |  | 0 | 1.03 | 1.03
3 | 7 | 10 | 1571 | Saturday |  |  |  | 0 | 0.99 | 0.99
3 | 7 | 11 | 1572 | Saturday |  |  |  | 0 | 0.92 | 0.92
3 | 7 | 12 | 1573 | Saturday |  |  |  | 0 | 0.95 | 0.95
3 | 7 | 13 | 1574 | Saturday |  |  |  | 0 | 1 | 1
3 | 7 | 14 | 1575 | Saturday |  |  |  | 0 | 1.02 | 1.02
3 | 7 | 15 | 1576 | Saturday |  |  |  | 0 | 1.03 | 1.03
3 | 7 | 16 | 1577 | Saturday |  |  |  | 0 | 1.05 | 1.05
3 | 7 | 17 | 1578 | Saturday |  |  |  | 0 | 0.85 | 0.85
3 | 7 | 18 | 1579 | Saturday |  |  |  | 0 | 0.7 | 0.7
3 | 7 | 19 | 1580 | Saturday |  |  |  | 0 | 0.55 | 0.55
3 | 7 | 20 | 1581 | Saturday |  |  |  | 0 | 0.35 | 0.35
3 | 7 | 21 | 1582 | Saturday |  |  |  | 0 | 0.2 | 0.2
3 | 7 | 22 | 1583 | Saturday |  |  |  | 0 | 0.2 | 0.2
3 | 7 | 23 | 1584 | Saturday |  |  |  | 0 | 0.2 | 0.2
3 | 8 | 0 | 1585 | Sunday |  |  |  | 0 | 0.2 | 0.2
3 | 8 | 1 | 1586 | Sunday |  |  |  | 0 | 0.2 | 0.2
3 | 8 | 2 | 1587 | Sunday |  |  |  | 0 | 0.2 | 0.2
3 | 8 | 3 | 1588 | Sunday |  |  |  | 0 | 0.2 | 0.2
3 | 8 | 4 | 1589 | Sunday |  |  |  | 0 | 0.3 | 0.3
3 | 8 | 5 | 1590 | Sunday |  |  |  | 0 | 0.45 | 0.45
3 | 8 | 6 | 1591 | Sunday |  |  |  | 0 | 0.58 | 0.58
3 | 8 | 7 | 1592 | Sunday |  |  |  | 0 | 0.7 | 0.7
3 | 8 | 8 | 1593 | Sunday |  |  |  | 0 | 0.85 | 0.85
3 | 8 | 9 | 1594 | Sunday |  |  |  | 0 | 1.03 | 1.03
3 | 8 | 10 | 1595 | Sunday |  |  |  | 0 | 0.99 | 0.99
3 | 8 | 11 | 1596 | Sunday |  |  |  | 0 | 0.92 | 0.92
3 | 8 | 12 | 1597 | Sunday |  |  |  | 0 | 0.95 | 0.95
3 | 8 | 13 | 1598 | Sunday |  |  |  | 0 | 1 | 1
3 | 8 | 14 | 1599 | Sunday |  |  |  | 0 | 1.02 | 1.02
3 | 8 | 15 | 1600 | Sunday |  |  |  | 0 | 1.03 | 1.03
3 | 8 | 16 | 1601 | Sunday |  |  |  | 0 | 1.05 | 1.05
3 | 8 | 17 | 1602 | Sunday |  |  |  | 0 | 0.85 | 0.85
3 | 8 | 18 | 1603 | Sunday |  |  |  | 0 | 0.7 | 0.7
3 | 8 | 19 | 1604 | Sunday |  |  |  | 0 | 0.55 | 0.55
3 | 8 | 20 | 1605 | Sunday |  |  |  | 0 | 0.35 | 0.35
3 | 8 | 21 | 1606 | Sunday |  |  |  | 0 | 0.2 | 0.2
3 | 8 | 22 | 1607 | Sunday |  |  |  | 0 | 0.2 | 0.2
3 | 8 | 23 | 1608 | Sunday |  |  |  | 0 | 0.2 | 0.2
3 | 9 | 0 | 1609 | Yes |  |  |  | 0 | 0.2 | 0.2
3 | 9 | 1 | 1610 | Yes |  |  |  | 0 | 0.2 | 0.2
3 | 9 | 2 | 1611 | Yes |  |  |  | 0 | 0.2 | 0.2
3 | 9 | 3 | 1612 | Yes |  |  |  | 0 | 0.2 | 0.2
3 | 9 | 4 | 1613 | Yes |  |  |  | 0 | 0.3 | 0.3
3 | 9 | 5 | 1614 | Yes |  |  |  | 0 | 0.45 | 0.45
3 | 9 | 6 | 1615 | Yes |  |  |  | 0 | 0.58 | 0.58
3 | 9 | 7 | 1616 | Yes |  |  |  | 0 | 0.7 | 0.7
3 | 9 | 8 | 1617 | Yes |  |  |  | 0 | 0.85 | 0.85
3 | 9 | 9 | 1618 | Yes |  |  |  | 0 | 1.03 | 1.03
3 | 9 | 10 | 1619 | Yes |  |  |  | 0 | 0.99 | 0.99
3 | 9 | 11 | 1620 | Yes |  |  |  | 0 | 0.92 | 0.92
3 | 9 | 12 | 1621 | Yes |  |  |  | 0 | 0.95 | 0.95
3 | 9 | 13 | 1622 | Yes |  |  |  | 0 | 1 | 1
3 | 9 | 14 | 1623 | Yes |  |  |  | 0 | 1.02 | 1.02
3 | 9 | 15 | 1624 | Yes |  |  |  | 0 | 1.03 | 1.03
3 | 9 | 16 | 1625 | Yes |  |  |  | 0 | 1.05 | 1.05
3 | 9 | 17 | 1626 | Yes |  |  |  | 0 | 0.85 | 0.85
3 | 9 | 18 | 1627 | Yes |  |  |  | 0 | 0.7 | 0.7
3 | 9 | 19 | 1628 | Yes |  |  |  | 0 | 0.55 | 0.55
3 | 9 | 20 | 1629 | Yes |  |  |  | 0 | 0.35 | 0.35
3 | 9 | 21 | 1630 | Yes |  |  |  | 0 | 0.2 | 0.2
3 | 9 | 22 | 1631 | Yes |  |  |  | 0 | 0.2 | 0.2
3 | 9 | 23 | 1632 | Yes |  |  |  | 0 | 0.2 | 0.2
3 | 10 | 0 | 1633 | Yes |  |  |  | 0 | 0.2 | 0.2
3 | 10 | 1 | 1634 | Yes |  |  |  | 0 | 0.2 | 0.2
3 | 10 | 2 | 1635 | Yes |  |  |  | 0 | 0.2 | 0.2
3 | 10 | 3 | 1636 | Yes |  |  |  | 0 | 0.2 | 0.2
3 | 10 | 4 | 1637 | Yes |  |  |  | 0 | 0.3 | 0.3
3 | 10 | 5 | 1638 | Yes |  |  |  | 0 | 0.45 | 0.45
3 | 10 | 6 | 1639 | Yes |  |  |  | 0 | 0.58 | 0.58
3 | 10 | 7 | 1640 | Yes |  |  |  | 0 | 0.7 | 0.7
3 | 10 | 8 | 1641 | Yes |  |  |  | 0 | 0.85 | 0.85
3 | 10 | 9 | 1642 | Yes |  |  |  | 0 | 1.03 | 1.03
3 | 10 | 10 | 1643 | Yes |  |  |  | 0 | 0.99 | 0.99
3 | 10 | 11 | 1644 | Yes |  |  |  | 0 | 0.92 | 0.92
3 | 10 | 12 | 1645 | Yes |  |  |  | 0 | 0.95 | 0.95
3 | 10 | 13 | 1646 | Yes |  |  |  | 0 | 1 | 1
3 | 10 | 14 | 1647 | Yes |  |  |  | 0 | 1.02 | 1.02
3 | 10 | 15 | 1648 | Yes |  |  |  | 0 | 1.03 | 1.03
3 | 10 | 16 | 1649 | Yes |  |  |  | 0 | 1.05 | 1.05
3 | 10 | 17 | 1650 | Yes |  |  |  | 0 | 0.85 | 0.85
3 | 10 | 18 | 1651 | Yes |  |  |  | 0 | 0.7 | 0.7
3 | 10 | 19 | 1652 | Yes |  |  |  | 0 | 0.55 | 0.55
3 | 10 | 20 | 1653 | Yes |  |  |  | 0 | 0.35 | 0.35
3 | 10 | 21 | 1654 | Yes |  |  |  | 0 | 0.2 | 0.2
3 | 10 | 22 | 1655 | Yes |  |  |  | 0 | 0.2 | 0.2
3 | 10 | 23 | 1656 | Yes |  |  |  | 0 | 0.2 | 0.2
3 | 11 | 0 | 1657 | Yes |  |  |  | 0 | 0.2 | 0.2
3 | 11 | 1 | 1658 | Yes |  |  |  | 0 | 0.2 | 0.2
3 | 11 | 2 | 1659 | Yes |  |  |  | 0 | 0.2 | 0.2
3 | 11 | 3 | 1660 | Yes |  |  |  | 0 | 0.2 | 0.2
3 | 11 | 4 | 1661 | Yes |  |  |  | 0 | 0.3 | 0.3
3 | 11 | 5 | 1662 | Yes |  |  |  | 0 | 0.45 | 0.45
3 | 11 | 6 | 1663 | Yes |  |  |  | 0 | 0.58 | 0.58
3 | 11 | 7 | 1664 | Yes |  |  |  | 0 | 0.7 | 0.7
3 | 11 | 8 | 1665 | Yes |  |  |  | 0 | 0.85 | 0.85
3 | 11 | 9 | 1666 | Yes |  |  |  | 0 | 1.03 | 1.03
3 | 11 | 10 | 1667 | Yes |  |  |  | 0 | 0.99 | 0.99
3 | 11 | 11 | 1668 | Yes |  |  |  | 0 | 0.92 | 0.92
3 | 11 | 12 | 1669 | Yes |  |  |  | 0 | 0.95 | 0.95
3 | 11 | 13 | 1670 | Yes |  |  |  | 0 | 1 | 1
3 | 11 | 14 | 1671 | Yes |  |  |  | 0 | 1.02 | 1.02
3 | 11 | 15 | 1672 | Yes |  |  |  | 0 | 1.03 | 1.03
3 | 11 | 16 | 1673 | Yes |  |  |  | 0 | 1.05 | 1.05
3 | 11 | 17 | 1674 | Yes |  |  |  | 0 | 0.85 | 0.85
3 | 11 | 18 | 1675 | Yes |  |  |  | 0 | 0.7 | 0.7
3 | 11 | 19 | 1676 | Yes |  |  |  | 0 | 0.55 | 0.55
3 | 11 | 20 | 1677 | Yes |  |  |  | 0 | 0.35 | 0.35
3 | 11 | 21 | 1678 | Yes |  |  |  | 0 | 0.2 | 0.2
3 | 11 | 22 | 1679 | Yes |  |  |  | 0 | 0.2 | 0.2
3 | 11 | 23 | 1680 | Yes |  |  |  | 0 | 0.2 | 0.2
3 | 12 | 0 | 1681 | Yes |  |  |  | 0 | 0.2 | 0.2
3 | 12 | 1 | 1682 | Yes |  |  |  | 0 | 0.2 | 0.2
3 | 12 | 2 | 1683 | Yes |  |  |  | 0 | 0.2 | 0.2
3 | 12 | 3 | 1684 | Yes |  |  |  | 0 | 0.2 | 0.2
3 | 12 | 4 | 1685 | Yes |  |  |  | 0 | 0.3 | 0.3
3 | 12 | 5 | 1686 | Yes |  |  |  | 0 | 0.45 | 0.45
3 | 12 | 6 | 1687 | Yes |  |  |  | 0 | 0.58 | 0.58
3 | 12 | 7 | 1688 | Yes |  |  |  | 0 | 0.7 | 0.7
3 | 12 | 8 | 1689 | Yes |  |  |  | 0 | 0.85 | 0.85
3 | 12 | 9 | 1690 | Yes |  |  |  | 0 | 1.03 | 1.03
3 | 12 | 10 | 1691 | Yes |  |  |  | 0 | 0.99 | 0.99
3 | 12 | 11 | 1692 | Yes |  |  |  | 0 | 0.92 | 0.92
3 | 12 | 12 | 1693 | Yes |  |  |  | 0 | 0.95 | 0.95
3 | 12 | 13 | 1694 | Yes |  |  |  | 0 | 1 | 1
3 | 12 | 14 | 1695 | Yes |  |  |  | 0 | 1.02 | 1.02
3 | 12 | 15 | 1696 | Yes |  |  |  | 0 | 1.03 | 1.03
3 | 12 | 16 | 1697 | Yes |  |  |  | 0 | 1.05 | 1.05
3 | 12 | 17 | 1698 | Yes |  |  |  | 0 | 0.85 | 0.85
3 | 12 | 18 | 1699 | Yes |  |  |  | 0 | 0.7 | 0.7
3 | 12 | 19 | 1700 | Yes |  |  |  | 0 | 0.55 | 0.55
3 | 12 | 20 | 1701 | Yes |  |  |  | 0 | 0.35 | 0.35
3 | 12 | 21 | 1702 | Yes |  |  |  | 0 | 0.2 | 0.2
3 | 12 | 22 | 1703 | Yes |  |  |  | 0 | 0.2 | 0.2
3 | 12 | 23 | 1704 | Yes |  |  |  | 0 | 0.2 | 0.2
3 | 13 | 0 | 1705 | Yes |  |  |  | 0 | 0.2 | 0.2
3 | 13 | 1 | 1706 | Yes |  |  |  | 0 | 0.2 | 0.2
3 | 13 | 2 | 1707 | Yes |  |  |  | 0 | 0.2 | 0.2
3 | 13 | 3 | 1708 | Yes |  |  |  | 0 | 0.2 | 0.2
3 | 13 | 4 | 1709 | Yes |  |  |  | 0 | 0.3 | 0.3
3 | 13 | 5 | 1710 | Yes |  |  |  | 0 | 0.45 | 0.45
3 | 13 | 6 | 1711 | Yes |  |  |  | 0 | 0.58 | 0.58
3 | 13 | 7 | 1712 | Yes |  |  |  | 0 | 0.7 | 0.7
3 | 13 | 8 | 1713 | Yes |  |  |  | 0 | 0.85 | 0.85
3 | 13 | 9 | 1714 | Yes |  |  |  | 0 | 1.03 | 1.03
3 | 13 | 10 | 1715 | Yes |  |  |  | 0 | 0.99 | 0.99
3 | 13 | 11 | 1716 | Yes |  |  |  | 0 | 0.92 | 0.92
3 | 13 | 12 | 1717 | Yes |  |  |  | 0 | 0.95 | 0.95
3 | 13 | 13 | 1718 | Yes |  |  |  | 0 | 1 | 1
3 | 13 | 14 | 1719 | Yes |  |  |  | 0 | 1.02 | 1.02
3 | 13 | 15 | 1720 | Yes |  |  |  | 0 | 1.03 | 1.03
3 | 13 | 16 | 1721 | Yes |  |  |  | 0 | 1.05 | 1.05
3 | 13 | 17 | 1722 | Yes |  |  |  | 0 | 0.85 | 0.85
3 | 13 | 18 | 1723 | Yes |  |  |  | 0 | 0.7 | 0.7
3 | 13 | 19 | 1724 | Yes |  |  |  | 0 | 0.55 | 0.55
3 | 13 | 20 | 1725 | Yes |  |  |  | 0 | 0.35 | 0.35
3 | 13 | 21 | 1726 | Yes |  |  |  | 0 | 0.2 | 0.2
3 | 13 | 22 | 1727 | Yes |  |  |  | 0 | 0.2 | 0.2
3 | 13 | 23 | 1728 | Yes |  |  |  | 0 | 0.2 | 0.2
3 | 14 | 0 | 1729 | Saturday |  |  |  | 0 | 0.2 | 0.2
3 | 14 | 1 | 1730 | Saturday |  |  |  | 0 | 0.2 | 0.2
3 | 14 | 2 | 1731 | Saturday |  |  |  | 0 | 0.2 | 0.2
3 | 14 | 3 | 1732 | Saturday |  |  |  | 0 | 0.2 | 0.2
3 | 14 | 4 | 1733 | Saturday |  |  |  | 0 | 0.3 | 0.3
3 | 14 | 5 | 1734 | Saturday |  |  |  | 0 | 0.45 | 0.45
3 | 14 | 6 | 1735 | Saturday |  |  |  | 0 | 0.58 | 0.58
3 | 14 | 7 | 1736 | Saturday |  |  |  | 0 | 0.7 | 0.7
3 | 14 | 8 | 1737 | Saturday |  |  |  | 0 | 0.85 | 0.85
3 | 14 | 9 | 1738 | Saturday |  |  |  | 0 | 1.03 | 1.03
3 | 14 | 10 | 1739 | Saturday |  |  |  | 0 | 0.99 | 0.99
3 | 14 | 11 | 1740 | Saturday |  |  |  | 0 | 0.92 | 0.92
3 | 14 | 12 | 1741 | Saturday |  |  |  | 0 | 0.95 | 0.95
3 | 14 | 13 | 1742 | Saturday |  |  |  | 0 | 1 | 1
3 | 14 | 14 | 1743 | Saturday |  |  |  | 0 | 1.02 | 1.02
3 | 14 | 15 | 1744 | Saturday |  |  |  | 0 | 1.03 | 1.03
3 | 14 | 16 | 1745 | Saturday |  |  |  | 0 | 1.05 | 1.05
3 | 14 | 17 | 1746 | Saturday |  |  |  | 0 | 0.85 | 0.85
3 | 14 | 18 | 1747 | Saturday |  |  |  | 0 | 0.7 | 0.7
3 | 14 | 19 | 1748 | Saturday |  |  |  | 0 | 0.55 | 0.55
3 | 14 | 20 | 1749 | Saturday |  |  |  | 0 | 0.35 | 0.35
3 | 14 | 21 | 1750 | Saturday |  |  |  | 0 | 0.2 | 0.2
3 | 14 | 22 | 1751 | Saturday |  |  |  | 0 | 0.2 | 0.2
3 | 14 | 23 | 1752 | Saturday |  |  |  | 0 | 0.2 | 0.2
3 | 15 | 0 | 1753 | Sunday |  |  |  | 0 | 0.2 | 0.2
3 | 15 | 1 | 1754 | Sunday |  |  |  | 0 | 0.2 | 0.2
3 | 15 | 2 | 1755 | Sunday |  |  |  | 0 | 0.2 | 0.2
3 | 15 | 3 | 1756 | Sunday |  |  |  | 0 | 0.2 | 0.2
3 | 15 | 4 | 1757 | Sunday |  |  |  | 0 | 0.3 | 0.3
3 | 15 | 5 | 1758 | Sunday |  |  |  | 0 | 0.45 | 0.45
3 | 15 | 6 | 1759 | Sunday |  |  |  | 0 | 0.58 | 0.58
3 | 15 | 7 | 1760 | Sunday |  |  |  | 0 | 0.7 | 0.7
3 | 15 | 8 | 1761 | Sunday |  |  |  | 0 | 0.85 | 0.85
3 | 15 | 9 | 1762 | Sunday |  |  |  | 0 | 1.03 | 1.03
3 | 15 | 10 | 1763 | Sunday |  |  |  | 0 | 0.99 | 0.99
3 | 15 | 11 | 1764 | Sunday |  |  |  | 0 | 0.92 | 0.92
3 | 15 | 12 | 1765 | Sunday |  |  |  | 0 | 0.95 | 0.95
3 | 15 | 13 | 1766 | Sunday |  |  |  | 0 | 1 | 1
3 | 15 | 14 | 1767 | Sunday |  |  |  | 0 | 1.02 | 1.02
3 | 15 | 15 | 1768 | Sunday |  |  |  | 0 | 1.03 | 1.03
3 | 15 | 16 | 1769 | Sunday |  |  |  | 0 | 1.05 | 1.05
3 | 15 | 17 | 1770 | Sunday |  |  |  | 0 | 0.85 | 0.85
3 | 15 | 18 | 1771 | Sunday |  |  |  | 0 | 0.7 | 0.7
3 | 15 | 19 | 1772 | Sunday |  |  |  | 0 | 0.55 | 0.55
3 | 15 | 20 | 1773 | Sunday |  |  |  | 0 | 0.35 | 0.35
3 | 15 | 21 | 1774 | Sunday |  |  |  | 0 | 0.2 | 0.2
3 | 15 | 22 | 1775 | Sunday |  |  |  | 0 | 0.2 | 0.2
3 | 15 | 23 | 1776 | Sunday |  |  |  | 0 | 0.2 | 0.2
3 | 16 | 0 | 1777 | Yes |  |  |  | 0 | 0.2 | 0.2
3 | 16 | 1 | 1778 | Yes |  |  |  | 0 | 0.2 | 0.2
3 | 16 | 2 | 1779 | Yes |  |  |  | 0 | 0.2 | 0.2
3 | 16 | 3 | 1780 | Yes |  |  |  | 0 | 0.2 | 0.2
3 | 16 | 4 | 1781 | Yes |  |  |  | 0 | 0.3 | 0.3
3 | 16 | 5 | 1782 | Yes |  |  |  | 0 | 0.45 | 0.45
3 | 16 | 6 | 1783 | Yes |  |  |  | 0 | 0.58 | 0.58
3 | 16 | 7 | 1784 | Yes |  |  |  | 0 | 0.7 | 0.7
3 | 16 | 8 | 1785 | Yes |  |  |  | 0 | 0.85 | 0.85
3 | 16 | 9 | 1786 | Yes |  |  |  | 0 | 1.03 | 1.03
3 | 16 | 10 | 1787 | Yes |  |  |  | 0 | 0.99 | 0.99
3 | 16 | 11 | 1788 | Yes |  |  |  | 0 | 0.92 | 0.92
3 | 16 | 12 | 1789 | Yes |  |  |  | 0 | 0.95 | 0.95
3 | 16 | 13 | 1790 | Yes |  |  |  | 0 | 1 | 1
3 | 16 | 14 | 1791 | Yes |  |  |  | 0 | 1.02 | 1.02
3 | 16 | 15 | 1792 | Yes |  |  |  | 0 | 1.03 | 1.03
3 | 16 | 16 | 1793 | Yes |  |  |  | 0 | 1.05 | 1.05
3 | 16 | 17 | 1794 | Yes |  |  |  | 0 | 0.85 | 0.85
3 | 16 | 18 | 1795 | Yes |  |  |  | 0 | 0.7 | 0.7
3 | 16 | 19 | 1796 | Yes |  |  |  | 0 | 0.55 | 0.55
3 | 16 | 20 | 1797 | Yes |  |  |  | 0 | 0.35 | 0.35
3 | 16 | 21 | 1798 | Yes |  |  |  | 0 | 0.2 | 0.2
3 | 16 | 22 | 1799 | Yes |  |  |  | 0 | 0.2 | 0.2
3 | 16 | 23 | 1800 | Yes |  |  |  | 0 | 0.2 | 0.2
3 | 17 | 0 | 1801 | Yes |  |  |  | 0 | 0.2 | 0.2
3 | 17 | 1 | 1802 | Yes |  |  |  | 0 | 0.2 | 0.2
3 | 17 | 2 | 1803 | Yes |  |  |  | 0 | 0.2 | 0.2
3 | 17 | 3 | 1804 | Yes |  |  |  | 0 | 0.2 | 0.2
3 | 17 | 4 | 1805 | Yes |  |  |  | 0 | 0.3 | 0.3
3 | 17 | 5 | 1806 | Yes |  |  |  | 0 | 0.45 | 0.45
3 | 17 | 6 | 1807 | Yes |  |  |  | 0 | 0.58 | 0.58
3 | 17 | 7 | 1808 | Yes |  |  |  | 0 | 0.7 | 0.7
3 | 17 | 8 | 1809 | Yes |  |  |  | 0 | 0.85 | 0.85
3 | 17 | 9 | 1810 | Yes |  |  |  | 0 | 1.03 | 1.03
3 | 17 | 10 | 1811 | Yes |  |  |  | 0 | 0.99 | 0.99
3 | 17 | 11 | 1812 | Yes |  |  |  | 0 | 0.92 | 0.92
3 | 17 | 12 | 1813 | Yes |  |  |  | 0 | 0.95 | 0.95
3 | 17 | 13 | 1814 | Yes |  |  |  | 0 | 1 | 1
3 | 17 | 14 | 1815 | Yes |  |  |  | 0 | 1.02 | 1.02
3 | 17 | 15 | 1816 | Yes |  |  |  | 0 | 1.03 | 1.03
3 | 17 | 16 | 1817 | Yes |  |  |  | 0 | 1.05 | 1.05
3 | 17 | 17 | 1818 | Yes |  |  |  | 0 | 0.85 | 0.85
3 | 17 | 18 | 1819 | Yes |  |  |  | 0 | 0.7 | 0.7
3 | 17 | 19 | 1820 | Yes |  |  |  | 0 | 0.55 | 0.55
3 | 17 | 20 | 1821 | Yes |  |  |  | 0 | 0.35 | 0.35
3 | 17 | 21 | 1822 | Yes |  |  |  | 0 | 0.2 | 0.2
3 | 17 | 22 | 1823 | Yes |  |  |  | 0 | 0.2 | 0.2
3 | 17 | 23 | 1824 | Yes |  |  |  | 0 | 0.2 | 0.2
3 | 18 | 0 | 1825 | Yes |  |  |  | 0 | 0.2 | 0.2
3 | 18 | 1 | 1826 | Yes |  |  |  | 0 | 0.2 | 0.2
3 | 18 | 2 | 1827 | Yes |  |  |  | 0 | 0.2 | 0.2
3 | 18 | 3 | 1828 | Yes |  |  |  | 0 | 0.2 | 0.2
3 | 18 | 4 | 1829 | Yes |  |  |  | 0 | 0.3 | 0.3
3 | 18 | 5 | 1830 | Yes |  |  |  | 0 | 0.45 | 0.45
3 | 18 | 6 | 1831 | Yes |  |  |  | 0 | 0.58 | 0.58
3 | 18 | 7 | 1832 | Yes |  |  |  | 0 | 0.7 | 0.7
3 | 18 | 8 | 1833 | Yes |  |  |  | 0 | 0.85 | 0.85
3 | 18 | 9 | 1834 | Yes |  |  |  | 0 | 1.03 | 1.03
3 | 18 | 10 | 1835 | Yes |  |  |  | 0 | 0.99 | 0.99
3 | 18 | 11 | 1836 | Yes |  |  |  | 0 | 0.92 | 0.92
3 | 18 | 12 | 1837 | Yes |  |  |  | 0 | 0.95 | 0.95
3 | 18 | 13 | 1838 | Yes |  |  |  | 0 | 1 | 1
3 | 18 | 14 | 1839 | Yes |  |  |  | 0 | 1.02 | 1.02
3 | 18 | 15 | 1840 | Yes |  |  |  | 0 | 1.03 | 1.03
3 | 18 | 16 | 1841 | Yes |  |  |  | 0 | 1.05 | 1.05
3 | 18 | 17 | 1842 | Yes |  |  |  | 0 | 0.85 | 0.85
3 | 18 | 18 | 1843 | Yes |  |  |  | 0 | 0.7 | 0.7
3 | 18 | 19 | 1844 | Yes |  |  |  | 0 | 0.55 | 0.55
3 | 18 | 20 | 1845 | Yes |  |  |  | 0 | 0.35 | 0.35
3 | 18 | 21 | 1846 | Yes |  |  |  | 0 | 0.2 | 0.2
3 | 18 | 22 | 1847 | Yes |  |  |  | 0 | 0.2 | 0.2
3 | 18 | 23 | 1848 | Yes |  |  |  | 0 | 0.2 | 0.2
3 | 19 | 0 | 1849 | Yes |  |  |  | 0 | 0.2 | 0.2
3 | 19 | 1 | 1850 | Yes |  |  |  | 0 | 0.2 | 0.2
3 | 19 | 2 | 1851 | Yes |  |  |  | 0 | 0.2 | 0.2
3 | 19 | 3 | 1852 | Yes |  |  |  | 0 | 0.2 | 0.2
3 | 19 | 4 | 1853 | Yes |  |  |  | 0 | 0.3 | 0.3
3 | 19 | 5 | 1854 | Yes |  |  |  | 0 | 0.45 | 0.45
3 | 19 | 6 | 1855 | Yes |  |  |  | 0 | 0.58 | 0.58
3 | 19 | 7 | 1856 | Yes |  |  |  | 0 | 0.7 | 0.7
3 | 19 | 8 | 1857 | Yes |  |  |  | 0 | 0.85 | 0.85
3 | 19 | 9 | 1858 | Yes |  |  |  | 0 | 1.03 | 1.03
3 | 19 | 10 | 1859 | Yes |  |  |  | 0 | 0.99 | 0.99
3 | 19 | 11 | 1860 | Yes |  |  |  | 0 | 0.92 | 0.92
3 | 19 | 12 | 1861 | Yes |  |  |  | 0 | 0.95 | 0.95
3 | 19 | 13 | 1862 | Yes |  |  |  | 0 | 1 | 1
3 | 19 | 14 | 1863 | Yes |  |  |  | 0 | 1.02 | 1.02
3 | 19 | 15 | 1864 | Yes |  |  |  | 0 | 1.03 | 1.03
3 | 19 | 16 | 1865 | Yes |  |  |  | 0 | 1.05 | 1.05
3 | 19 | 17 | 1866 | Yes |  |  |  | 0 | 0.85 | 0.85
3 | 19 | 18 | 1867 | Yes |  |  |  | 0 | 0.7 | 0.7
3 | 19 | 19 | 1868 | Yes |  |  |  | 0 | 0.55 | 0.55
3 | 19 | 20 | 1869 | Yes |  |  |  | 0 | 0.35 | 0.35
3 | 19 | 21 | 1870 | Yes |  |  |  | 0 | 0.2 | 0.2
3 | 19 | 22 | 1871 | Yes |  |  |  | 0 | 0.2 | 0.2
3 | 19 | 23 | 1872 | Yes |  |  |  | 0 | 0.2 | 0.2
3 | 20 | 0 | 1873 | Yes |  |  |  | 0 | 0.2 | 0.2
3 | 20 | 1 | 1874 | Yes |  |  |  | 0 | 0.2 | 0.2
3 | 20 | 2 | 1875 | Yes |  |  |  | 0 | 0.2 | 0.2
3 | 20 | 3 | 1876 | Yes |  |  |  | 0 | 0.2 | 0.2
3 | 20 | 4 | 1877 | Yes |  |  |  | 0 | 0.3 | 0.3
3 | 20 | 5 | 1878 | Yes |  |  |  | 0 | 0.45 | 0.45
3 | 20 | 6 | 1879 | Yes |  |  |  | 0 | 0.58 | 0.58
3 | 20 | 7 | 1880 | Yes |  |  |  | 0 | 0.7 | 0.7
3 | 20 | 8 | 1881 | Yes |  |  |  | 0 | 0.85 | 0.85
3 | 20 | 9 | 1882 | Yes |  |  |  | 0 | 1.03 | 1.03
3 | 20 | 10 | 1883 | Yes |  |  |  | 0 | 0.99 | 0.99
3 | 20 | 11 | 1884 | Yes |  |  |  | 0 | 0.92 | 0.92
3 | 20 | 12 | 1885 | Yes |  |  |  | 0 | 0.95 | 0.95
3 | 20 | 13 | 1886 | Yes |  |  |  | 0 | 1 | 1
3 | 20 | 14 | 1887 | Yes |  |  |  | 0 | 1.02 | 1.02
3 | 20 | 15 | 1888 | Yes |  |  |  | 0 | 1.03 | 1.03
3 | 20 | 16 | 1889 | Yes |  |  |  | 0 | 1.05 | 1.05
3 | 20 | 17 | 1890 | Yes |  |  |  | 0 | 0.85 | 0.85
3 | 20 | 18 | 1891 | Yes |  |  |  | 0 | 0.7 | 0.7
3 | 20 | 19 | 1892 | Yes |  |  |  | 0 | 0.55 | 0.55
3 | 20 | 20 | 1893 | Yes |  |  |  | 0 | 0.35 | 0.35
3 | 20 | 21 | 1894 | Yes |  |  |  | 0 | 0.2 | 0.2
3 | 20 | 22 | 1895 | Yes |  |  |  | 0 | 0.2 | 0.2
3 | 20 | 23 | 1896 | Yes |  |  |  | 0 | 0.2 | 0.2
3 | 21 | 0 | 1897 | Saturday |  |  |  | 0 | 0.2 | 0.2
3 | 21 | 1 | 1898 | Saturday |  |  |  | 0 | 0.2 | 0.2
3 | 21 | 2 | 1899 | Saturday |  |  |  | 0 | 0.2 | 0.2
3 | 21 | 3 | 1900 | Saturday |  |  |  | 0 | 0.2 | 0.2
3 | 21 | 4 | 1901 | Saturday |  |  |  | 0 | 0.3 | 0.3
3 | 21 | 5 | 1902 | Saturday |  |  |  | 0 | 0.45 | 0.45
3 | 21 | 6 | 1903 | Saturday |  |  |  | 0 | 0.58 | 0.58
3 | 21 | 7 | 1904 | Saturday |  |  |  | 0 | 0.7 | 0.7
3 | 21 | 8 | 1905 | Saturday |  |  |  | 0 | 0.85 | 0.85
3 | 21 | 9 | 1906 | Saturday |  |  |  | 0 | 1.03 | 1.03
3 | 21 | 10 | 1907 | Saturday |  |  |  | 0 | 0.99 | 0.99
3 | 21 | 11 | 1908 | Saturday |  |  |  | 0 | 0.92 | 0.92
3 | 21 | 12 | 1909 | Saturday |  |  |  | 0 | 0.95 | 0.95
3 | 21 | 13 | 1910 | Saturday |  |  |  | 0 | 1 | 1
3 | 21 | 14 | 1911 | Saturday |  |  |  | 0 | 1.02 | 1.02
3 | 21 | 15 | 1912 | Saturday |  |  |  | 0 | 1.03 | 1.03
3 | 21 | 16 | 1913 | Saturday |  |  |  | 0 | 1.05 | 1.05
3 | 21 | 17 | 1914 | Saturday |  |  |  | 0 | 0.85 | 0.85
3 | 21 | 18 | 1915 | Saturday |  |  |  | 0 | 0.7 | 0.7
3 | 21 | 19 | 1916 | Saturday |  |  |  | 0 | 0.55 | 0.55
3 | 21 | 20 | 1917 | Saturday |  |  |  | 0 | 0.35 | 0.35
3 | 21 | 21 | 1918 | Saturday |  |  |  | 0 | 0.2 | 0.2
3 | 21 | 22 | 1919 | Saturday |  |  |  | 0 | 0.2 | 0.2
3 | 21 | 23 | 1920 | Saturday |  |  |  | 0 | 0.2 | 0.2
3 | 22 | 0 | 1921 | Sunday |  |  |  | 0 | 0.2 | 0.2
3 | 22 | 1 | 1922 | Sunday |  |  |  | 0 | 0.2 | 0.2
3 | 22 | 2 | 1923 | Sunday |  |  |  | 0 | 0.2 | 0.2
3 | 22 | 3 | 1924 | Sunday |  |  |  | 0 | 0.2 | 0.2
3 | 22 | 4 | 1925 | Sunday |  |  |  | 0 | 0.3 | 0.3
3 | 22 | 5 | 1926 | Sunday |  |  |  | 0 | 0.45 | 0.45
3 | 22 | 6 | 1927 | Sunday |  |  |  | 0 | 0.58 | 0.58
3 | 22 | 7 | 1928 | Sunday |  |  |  | 0 | 0.7 | 0.7
3 | 22 | 8 | 1929 | Sunday |  |  |  | 0 | 0.85 | 0.85
3 | 22 | 9 | 1930 | Sunday |  |  |  | 0 | 1.03 | 1.03
3 | 22 | 10 | 1931 | Sunday |  |  |  | 0 | 0.99 | 0.99
3 | 22 | 11 | 1932 | Sunday |  |  |  | 0 | 0.92 | 0.92
3 | 22 | 12 | 1933 | Sunday |  |  |  | 0 | 0.95 | 0.95
3 | 22 | 13 | 1934 | Sunday |  |  |  | 0 | 1 | 1
3 | 22 | 14 | 1935 | Sunday |  |  |  | 0 | 1.02 | 1.02
3 | 22 | 15 | 1936 | Sunday |  |  |  | 0 | 1.03 | 1.03
3 | 22 | 16 | 1937 | Sunday |  |  |  | 0 | 1.05 | 1.05
3 | 22 | 17 | 1938 | Sunday |  |  |  | 0 | 0.85 | 0.85
3 | 22 | 18 | 1939 | Sunday |  |  |  | 0 | 0.7 | 0.7
3 | 22 | 19 | 1940 | Sunday |  |  |  | 0 | 0.55 | 0.55
3 | 22 | 20 | 1941 | Sunday |  |  |  | 0 | 0.35 | 0.35
3 | 22 | 21 | 1942 | Sunday |  |  |  | 0 | 0.2 | 0.2
3 | 22 | 22 | 1943 | Sunday |  |  |  | 0 | 0.2 | 0.2
3 | 22 | 23 | 1944 | Sunday |  |  |  | 0 | 0.2 | 0.2
3 | 23 | 0 | 1945 | Yes |  |  |  | 0 | 0.2 | 0.2
3 | 23 | 1 | 1946 | Yes |  |  |  | 0 | 0.2 | 0.2
3 | 23 | 2 | 1947 | Yes |  |  |  | 0 | 0.2 | 0.2
3 | 23 | 3 | 1948 | Yes |  |  |  | 0 | 0.2 | 0.2
3 | 23 | 4 | 1949 | Yes |  |  |  | 0 | 0.3 | 0.3
3 | 23 | 5 | 1950 | Yes |  |  |  | 0 | 0.45 | 0.45
3 | 23 | 6 | 1951 | Yes |  |  |  | 0 | 0.58 | 0.58
3 | 23 | 7 | 1952 | Yes |  |  |  | 0 | 0.7 | 0.7
3 | 23 | 8 | 1953 | Yes |  |  |  | 0 | 0.85 | 0.85
3 | 23 | 9 | 1954 | Yes |  |  |  | 0 | 1.03 | 1.03
3 | 23 | 10 | 1955 | Yes |  |  |  | 0 | 0.99 | 0.99
3 | 23 | 11 | 1956 | Yes |  |  |  | 0 | 0.92 | 0.92
3 | 23 | 12 | 1957 | Yes |  |  |  | 0 | 0.95 | 0.95
3 | 23 | 13 | 1958 | Yes |  |  |  | 0 | 1 | 1
3 | 23 | 14 | 1959 | Yes |  |  |  | 0 | 1.02 | 1.02
3 | 23 | 15 | 1960 | Yes |  |  |  | 0 | 1.03 | 1.03
3 | 23 | 16 | 1961 | Yes |  |  |  | 0 | 1.05 | 1.05
3 | 23 | 17 | 1962 | Yes |  |  |  | 0 | 0.85 | 0.85
3 | 23 | 18 | 1963 | Yes |  |  |  | 0 | 0.7 | 0.7
3 | 23 | 19 | 1964 | Yes |  |  |  | 0 | 0.55 | 0.55
3 | 23 | 20 | 1965 | Yes |  |  |  | 0 | 0.35 | 0.35
3 | 23 | 21 | 1966 | Yes |  |  |  | 0 | 0.2 | 0.2
3 | 23 | 22 | 1967 | Yes |  |  |  | 0 | 0.2 | 0.2
3 | 23 | 23 | 1968 | Yes |  |  |  | 0 | 0.2 | 0.2
3 | 24 | 0 | 1969 | Yes |  |  |  | 0 | 0.2 | 0.2
3 | 24 | 1 | 1970 | Yes |  |  |  | 0 | 0.2 | 0.2
3 | 24 | 2 | 1971 | Yes |  |  |  | 0 | 0.2 | 0.2
3 | 24 | 3 | 1972 | Yes |  |  |  | 0 | 0.2 | 0.2
3 | 24 | 4 | 1973 | Yes |  |  |  | 0 | 0.3 | 0.3
3 | 24 | 5 | 1974 | Yes |  |  |  | 0 | 0.45 | 0.45
3 | 24 | 6 | 1975 | Yes |  |  |  | 0 | 0.58 | 0.58
3 | 24 | 7 | 1976 | Yes |  |  |  | 0 | 0.7 | 0.7
3 | 24 | 8 | 1977 | Yes |  |  |  | 0 | 0.85 | 0.85
3 | 24 | 9 | 1978 | Yes |  |  |  | 0 | 1.03 | 1.03
3 | 24 | 10 | 1979 | Yes |  |  |  | 0 | 0.99 | 0.99
3 | 24 | 11 | 1980 | Yes |  |  |  | 0 | 0.92 | 0.92
3 | 24 | 12 | 1981 | Yes |  |  |  | 0 | 0.95 | 0.95
3 | 24 | 13 | 1982 | Yes |  |  |  | 0 | 1 | 1
3 | 24 | 14 | 1983 | Yes |  |  |  | 0 | 1.02 | 1.02
3 | 24 | 15 | 1984 | Yes |  |  |  | 0 | 1.03 | 1.03
3 | 24 | 16 | 1985 | Yes |  |  |  | 0 | 1.05 | 1.05
3 | 24 | 17 | 1986 | Yes |  |  |  | 0 | 0.85 | 0.85
3 | 24 | 18 | 1987 | Yes |  |  |  | 0 | 0.7 | 0.7
3 | 24 | 19 | 1988 | Yes |  |  |  | 0 | 0.55 | 0.55
3 | 24 | 20 | 1989 | Yes |  |  |  | 0 | 0.35 | 0.35
3 | 24 | 21 | 1990 | Yes |  |  |  | 0 | 0.2 | 0.2
3 | 24 | 22 | 1991 | Yes |  |  |  | 0 | 0.2 | 0.2
3 | 24 | 23 | 1992 | Yes |  |  |  | 0 | 0.2 | 0.2
3 | 25 | 0 | 1993 | Yes |  |  |  | 0 | 0.2 | 0.2
3 | 25 | 1 | 1994 | Yes |  |  |  | 0 | 0.2 | 0.2
3 | 25 | 2 | 1995 | Yes |  |  |  | 0 | 0.2 | 0.2
3 | 25 | 3 | 1996 | Yes |  |  |  | 0 | 0.2 | 0.2
3 | 25 | 4 | 1997 | Yes |  |  |  | 0 | 0.3 | 0.3
3 | 25 | 5 | 1998 | Yes |  |  |  | 0 | 0.45 | 0.45
3 | 25 | 6 | 1999 | Yes |  |  |  | 0 | 0.58 | 0.58
3 | 25 | 7 | 2000 | Yes |  |  |  | 0 | 0.7 | 0.7
3 | 25 | 8 | 2001 | Yes |  |  |  | 0 | 0.85 | 0.85
3 | 25 | 9 | 2002 | Yes |  |  |  | 0 | 1.03 | 1.03
3 | 25 | 10 | 2003 | Yes |  |  |  | 0 | 0.99 | 0.99
3 | 25 | 11 | 2004 | Yes |  |  |  | 0 | 0.92 | 0.92
3 | 25 | 12 | 2005 | Yes |  |  |  | 0 | 0.95 | 0.95
3 | 25 | 13 | 2006 | Yes |  |  |  | 0 | 1 | 1
3 | 25 | 14 | 2007 | Yes |  |  |  | 0 | 1.02 | 1.02
3 | 25 | 15 | 2008 | Yes |  |  |  | 0 | 1.03 | 1.03
3 | 25 | 16 | 2009 | Yes |  |  |  | 0 | 1.05 | 1.05
3 | 25 | 17 | 2010 | Yes |  |  |  | 0 | 0.85 | 0.85
3 | 25 | 18 | 2011 | Yes |  |  |  | 0 | 0.7 | 0.7
3 | 25 | 19 | 2012 | Yes |  |  |  | 0 | 0.55 | 0.55
3 | 25 | 20 | 2013 | Yes |  |  |  | 0 | 0.35 | 0.35
3 | 25 | 21 | 2014 | Yes |  |  |  | 0 | 0.2 | 0.2
3 | 25 | 22 | 2015 | Yes |  |  |  | 0 | 0.2 | 0.2
3 | 25 | 23 | 2016 | Yes |  |  |  | 0 | 0.2 | 0.2
3 | 26 | 0 | 2017 | Yes |  |  |  | 0 | 0.2 | 0.2
3 | 26 | 1 | 2018 | Yes |  |  |  | 0 | 0.2 | 0.2
3 | 26 | 2 | 2019 | Yes |  |  |  | 0 | 0.2 | 0.2
3 | 26 | 3 | 2020 | Yes |  |  |  | 0 | 0.2 | 0.2
3 | 26 | 4 | 2021 | Yes |  |  |  | 0 | 0.3 | 0.3
3 | 26 | 5 | 2022 | Yes |  |  |  | 0 | 0.45 | 0.45
3 | 26 | 6 | 2023 | Yes |  |  |  | 0 | 0.58 | 0.58
3 | 26 | 7 | 2024 | Yes |  |  |  | 0 | 0.7 | 0.7
3 | 26 | 8 | 2025 | Yes |  |  |  | 0 | 0.85 | 0.85
3 | 26 | 9 | 2026 | Yes |  |  |  | 0 | 1.03 | 1.03
3 | 26 | 10 | 2027 | Yes |  |  |  | 0 | 0.99 | 0.99
3 | 26 | 11 | 2028 | Yes |  |  |  | 0 | 0.92 | 0.92
3 | 26 | 12 | 2029 | Yes |  |  |  | 0 | 0.95 | 0.95
3 | 26 | 13 | 2030 | Yes |  |  |  | 0 | 1 | 1
3 | 26 | 14 | 2031 | Yes |  |  |  | 0 | 1.02 | 1.02
3 | 26 | 15 | 2032 | Yes |  |  |  | 0 | 1.03 | 1.03
3 | 26 | 16 | 2033 | Yes |  |  |  | 0 | 1.05 | 1.05
3 | 26 | 17 | 2034 | Yes |  |  |  | 0 | 0.85 | 0.85
3 | 26 | 18 | 2035 | Yes |  |  |  | 0 | 0.7 | 0.7
3 | 26 | 19 | 2036 | Yes |  |  |  | 0 | 0.55 | 0.55
3 | 26 | 20 | 2037 | Yes |  |  |  | 0 | 0.35 | 0.35
3 | 26 | 21 | 2038 | Yes |  |  |  | 0 | 0.2 | 0.2
3 | 26 | 22 | 2039 | Yes |  |  |  | 0 | 0.2 | 0.2
3 | 26 | 23 | 2040 | Yes |  |  |  | 0 | 0.2 | 0.2
3 | 27 | 0 | 2041 | Yes |  |  |  | 0 | 0.2 | 0.2
3 | 27 | 1 | 2042 | Yes |  |  |  | 0 | 0.2 | 0.2
3 | 27 | 2 | 2043 | Yes |  |  |  | 0 | 0.2 | 0.2
3 | 27 | 3 | 2044 | Yes |  |  |  | 0 | 0.2 | 0.2
3 | 27 | 4 | 2045 | Yes |  |  |  | 0 | 0.3 | 0.3
3 | 27 | 5 | 2046 | Yes |  |  |  | 0 | 0.45 | 0.45
3 | 27 | 6 | 2047 | Yes |  |  |  | 0 | 0.58 | 0.58
3 | 27 | 7 | 2048 | Yes |  |  |  | 0 | 0.7 | 0.7
3 | 27 | 8 | 2049 | Yes |  |  |  | 0 | 0.85 | 0.85
3 | 27 | 9 | 2050 | Yes |  |  |  | 0 | 1.03 | 1.03
3 | 27 | 10 | 2051 | Yes |  |  |  | 0 | 0.99 | 0.99
3 | 27 | 11 | 2052 | Yes |  |  |  | 0 | 0.92 | 0.92
3 | 27 | 12 | 2053 | Yes |  |  |  | 0 | 0.95 | 0.95
3 | 27 | 13 | 2054 | Yes |  |  |  | 0 | 1 | 1
3 | 27 | 14 | 2055 | Yes |  |  |  | 0 | 1.02 | 1.02
3 | 27 | 15 | 2056 | Yes |  |  |  | 0 | 1.03 | 1.03
3 | 27 | 16 | 2057 | Yes |  |  |  | 0 | 1.05 | 1.05
3 | 27 | 17 | 2058 | Yes |  |  |  | 0 | 0.85 | 0.85
3 | 27 | 18 | 2059 | Yes |  |  |  | 0 | 0.7 | 0.7
3 | 27 | 19 | 2060 | Yes |  |  |  | 0 | 0.55 | 0.55
3 | 27 | 20 | 2061 | Yes |  |  |  | 0 | 0.35 | 0.35
3 | 27 | 21 | 2062 | Yes |  |  |  | 0 | 0.2 | 0.2
3 | 27 | 22 | 2063 | Yes |  |  |  | 0 | 0.2 | 0.2
3 | 27 | 23 | 2064 | Yes |  |  |  | 0 | 0.2 | 0.2
3 | 28 | 0 | 2065 | Saturday |  |  |  | 0 | 0.2 | 0.2
3 | 28 | 1 | 2066 | Saturday |  |  |  | 0 | 0.2 | 0.2
3 | 28 | 2 | 2067 | Saturday |  |  |  | 0 | 0.2 | 0.2
3 | 28 | 3 | 2068 | Saturday |  |  |  | 0 | 0.2 | 0.2
3 | 28 | 4 | 2069 | Saturday |  |  |  | 0 | 0.3 | 0.3
3 | 28 | 5 | 2070 | Saturday |  |  |  | 0 | 0.45 | 0.45
3 | 28 | 6 | 2071 | Saturday |  |  |  | 0 | 0.58 | 0.58
3 | 28 | 7 | 2072 | Saturday |  |  |  | 0 | 0.7 | 0.7
3 | 28 | 8 | 2073 | Saturday |  |  |  | 0 | 0.85 | 0.85
3 | 28 | 9 | 2074 | Saturday |  |  |  | 0 | 1.03 | 1.03
3 | 28 | 10 | 2075 | Saturday |  |  |  | 0 | 0.99 | 0.99
3 | 28 | 11 | 2076 | Saturday |  |  |  | 0 | 0.92 | 0.92
3 | 28 | 12 | 2077 | Saturday |  |  |  | 0 | 0.95 | 0.95
3 | 28 | 13 | 2078 | Saturday |  |  |  | 0 | 1 | 1
3 | 28 | 14 | 2079 | Saturday |  |  |  | 0 | 1.02 | 1.02
3 | 28 | 15 | 2080 | Saturday |  |  |  | 0 | 1.03 | 1.03
3 | 28 | 16 | 2081 | Saturday |  |  |  | 0 | 1.05 | 1.05
3 | 28 | 17 | 2082 | Saturday |  |  |  | 0 | 0.85 | 0.85
3 | 28 | 18 | 2083 | Saturday |  |  |  | 0 | 0.7 | 0.7
3 | 28 | 19 | 2084 | Saturday |  |  |  | 0 | 0.55 | 0.55
3 | 28 | 20 | 2085 | Saturday |  |  |  | 0 | 0.35 | 0.35
3 | 28 | 21 | 2086 | Saturday |  |  |  | 0 | 0.2 | 0.2
3 | 28 | 22 | 2087 | Saturday |  |  |  | 0 | 0.2 | 0.2
3 | 28 | 23 | 2088 | Saturday |  |  |  | 0 | 0.2 | 0.2
3 | 29 | 0 | 2089 | Sunday |  |  |  | 0 | 0.2 | 0.2
3 | 29 | 1 | 2090 | Sunday |  |  |  | 0 | 0.2 | 0.2
3 | 29 | 2 | 2091 | Sunday |  |  |  | 0 | 0.2 | 0.2
3 | 29 | 3 | 2092 | Sunday |  |  |  | 0 | 0.2 | 0.2
3 | 29 | 4 | 2093 | Sunday |  |  |  | 0 | 0.3 | 0.3
3 | 29 | 5 | 2094 | Sunday |  |  |  | 0 | 0.45 | 0.45
3 | 29 | 6 | 2095 | Sunday |  |  |  | 0 | 0.58 | 0.58
3 | 29 | 7 | 2096 | Sunday |  |  |  | 0 | 0.7 | 0.7
3 | 29 | 8 | 2097 | Sunday |  |  |  | 0 | 0.85 | 0.85
3 | 29 | 9 | 2098 | Sunday |  |  |  | 0 | 1.03 | 1.03
3 | 29 | 10 | 2099 | Sunday |  |  |  | 0 | 0.99 | 0.99
3 | 29 | 11 | 2100 | Sunday |  |  |  | 0 | 0.92 | 0.92
3 | 29 | 12 | 2101 | Sunday |  |  |  | 0 | 0.95 | 0.95
3 | 29 | 13 | 2102 | Sunday |  |  |  | 0 | 1 | 1
3 | 29 | 14 | 2103 | Sunday |  |  |  | 0 | 1.02 | 1.02
3 | 29 | 15 | 2104 | Sunday |  |  |  | 0 | 1.03 | 1.03
3 | 29 | 16 | 2105 | Sunday |  |  |  | 0 | 1.05 | 1.05
3 | 29 | 17 | 2106 | Sunday |  |  |  | 0 | 0.85 | 0.85
3 | 29 | 18 | 2107 | Sunday |  |  |  | 0 | 0.7 | 0.7
3 | 29 | 19 | 2108 | Sunday |  |  |  | 0 | 0.55 | 0.55
3 | 29 | 20 | 2109 | Sunday |  |  |  | 0 | 0.35 | 0.35
3 | 29 | 21 | 2110 | Sunday |  |  |  | 0 | 0.2 | 0.2
3 | 29 | 22 | 2111 | Sunday |  |  |  | 0 | 0.2 | 0.2
3 | 29 | 23 | 2112 | Sunday |  |  |  | 0 | 0.2 | 0.2
3 | 30 | 0 | 2113 | Yes |  |  |  | 0 | 0.2 | 0.2
3 | 30 | 1 | 2114 | Yes |  |  |  | 0 | 0.2 | 0.2
3 | 30 | 2 | 2115 | Yes |  |  |  | 0 | 0.2 | 0.2
3 | 30 | 3 | 2116 | Yes |  |  |  | 0 | 0.2 | 0.2
3 | 30 | 4 | 2117 | Yes |  |  |  | 0 | 0.3 | 0.3
3 | 30 | 5 | 2118 | Yes |  |  |  | 0 | 0.45 | 0.45
3 | 30 | 6 | 2119 | Yes |  |  |  | 0 | 0.58 | 0.58
3 | 30 | 7 | 2120 | Yes |  |  |  | 0 | 0.7 | 0.7
3 | 30 | 8 | 2121 | Yes |  |  |  | 0 | 0.85 | 0.85
3 | 30 | 9 | 2122 | Yes |  |  |  | 0 | 1.03 | 1.03
3 | 30 | 10 | 2123 | Yes |  |  |  | 0 | 0.99 | 0.99
3 | 30 | 11 | 2124 | Yes |  |  |  | 0 | 0.92 | 0.92
3 | 30 | 12 | 2125 | Yes |  |  |  | 0 | 0.95 | 0.95
3 | 30 | 13 | 2126 | Yes |  |  |  | 0 | 1 | 1
3 | 30 | 14 | 2127 | Yes |  |  |  | 0 | 1.02 | 1.02
3 | 30 | 15 | 2128 | Yes |  |  |  | 0 | 1.03 | 1.03
3 | 30 | 16 | 2129 | Yes |  |  |  | 0 | 1.05 | 1.05
3 | 30 | 17 | 2130 | Yes |  |  |  | 0 | 0.85 | 0.85
3 | 30 | 18 | 2131 | Yes |  |  |  | 0 | 0.7 | 0.7
3 | 30 | 19 | 2132 | Yes |  |  |  | 0 | 0.55 | 0.55
3 | 30 | 20 | 2133 | Yes |  |  |  | 0 | 0.35 | 0.35
3 | 30 | 21 | 2134 | Yes |  |  |  | 0 | 0.2 | 0.2
3 | 30 | 22 | 2135 | Yes |  |  |  | 0 | 0.2 | 0.2
3 | 30 | 23 | 2136 | Yes |  |  |  | 0 | 0.2 | 0.2
3 | 31 | 0 | 2137 | Yes |  |  |  | 0 | 0.2 | 0.2
3 | 31 | 1 | 2138 | Yes |  |  |  | 0 | 0.2 | 0.2
3 | 31 | 2 | 2139 | Yes |  |  |  | 0 | 0.2 | 0.2
3 | 31 | 3 | 2140 | Yes |  |  |  | 0 | 0.2 | 0.2
3 | 31 | 4 | 2141 | Yes |  |  |  | 0 | 0.3 | 0.3
3 | 31 | 5 | 2142 | Yes |  |  |  | 0 | 0.45 | 0.45
3 | 31 | 6 | 2143 | Yes |  |  |  | 0 | 0.58 | 0.58
3 | 31 | 7 | 2144 | Yes |  |  |  | 0 | 0.7 | 0.7
3 | 31 | 8 | 2145 | Yes |  |  |  | 0 | 0.85 | 0.85
3 | 31 | 9 | 2146 | Yes |  |  |  | 0 | 1.03 | 1.03
3 | 31 | 10 | 2147 | Yes |  |  |  | 0 | 0.99 | 0.99
3 | 31 | 11 | 2148 | Yes |  |  |  | 0 | 0.92 | 0.92
3 | 31 | 12 | 2149 | Yes |  |  |  | 0 | 0.95 | 0.95
3 | 31 | 13 | 2150 | Yes |  |  |  | 0 | 1 | 1
3 | 31 | 14 | 2151 | Yes |  |  |  | 0 | 1.02 | 1.02
3 | 31 | 15 | 2152 | Yes |  |  |  | 0 | 1.03 | 1.03
3 | 31 | 16 | 2153 | Yes |  |  |  | 0 | 1.05 | 1.05
3 | 31 | 17 | 2154 | Yes |  |  |  | 0 | 0.85 | 0.85
3 | 31 | 18 | 2155 | Yes |  |  |  | 0 | 0.7 | 0.7
3 | 31 | 19 | 2156 | Yes |  |  |  | 0 | 0.55 | 0.55
3 | 31 | 20 | 2157 | Yes |  |  |  | 0 | 0.35 | 0.35
3 | 31 | 21 | 2158 | Yes |  |  |  | 0 | 0.2 | 0.2
3 | 31 | 22 | 2159 | Yes |  |  |  | 0 | 0.2 | 0.2
3 | 31 | 23 | 2160 | Yes |  |  |  | 0 | 0.2 | 0.2
4 | 1 | 0 | 2161 | Sunday |  |  |  | 0 | 0.2 | 0.2
4 | 1 | 1 | 2162 | Sunday |  |  |  | 0 | 0.2 | 0.2
4 | 1 | 2 | 2163 | Sunday |  |  |  | 0 | 0.2 | 0.2
4 | 1 | 3 | 2164 | Sunday |  |  |  | 0 | 0.2 | 0.2
4 | 1 | 4 | 2165 | Sunday |  |  |  | 0 | 0.3 | 0.3
4 | 1 | 5 | 2166 | Sunday |  |  |  | 0 | 0.45 | 0.45
4 | 1 | 6 | 2167 | Sunday |  |  |  | 0 | 0.58 | 0.58
4 | 1 | 7 | 2168 | Sunday |  |  |  | 0 | 0.7 | 0.7
4 | 1 | 8 | 2169 | Sunday |  |  |  | 0 | 0.85 | 0.85
4 | 1 | 9 | 2170 | Sunday |  |  |  | 0 | 1.03 | 1.03
4 | 1 | 10 | 2171 | Sunday |  |  |  | 0 | 0.99 | 0.99
4 | 1 | 11 | 2172 | Sunday |  |  |  | 0 | 0.92 | 0.92
4 | 1 | 12 | 2173 | Sunday |  |  |  | 0 | 0.95 | 0.95
4 | 1 | 13 | 2174 | Sunday |  |  |  | 0 | 1 | 1
4 | 1 | 14 | 2175 | Sunday |  |  |  | 0 | 1.02 | 1.02
4 | 1 | 15 | 2176 | Sunday |  |  |  | 0 | 1.03 | 1.03
4 | 1 | 16 | 2177 | Sunday |  |  |  | 0 | 1.05 | 1.05
4 | 1 | 17 | 2178 | Sunday |  |  |  | 0 | 0.85 | 0.85
4 | 1 | 18 | 2179 | Sunday |  |  |  | 0 | 0.7 | 0.7
4 | 1 | 19 | 2180 | Sunday |  |  |  | 0 | 0.55 | 0.55
4 | 1 | 20 | 2181 | Sunday |  |  |  | 0 | 0.35 | 0.35
4 | 1 | 21 | 2182 | Sunday |  |  |  | 0 | 0.2 | 0.2
4 | 1 | 22 | 2183 | Sunday |  |  |  | 0 | 0.2 | 0.2
4 | 1 | 23 | 2184 | Sunday |  |  |  | 0 | 0.2 | 0.2
4 | 2 | 0 | 2185 | Yes |  |  |  | 0 | 0.2 | 0.2
4 | 2 | 1 | 2186 | Yes |  |  |  | 0 | 0.2 | 0.2
4 | 2 | 2 | 2187 | Yes |  |  |  | 0 | 0.2 | 0.2
4 | 2 | 3 | 2188 | Yes |  |  |  | 0 | 0.2 | 0.2
4 | 2 | 4 | 2189 | Yes |  |  |  | 0 | 0.3 | 0.3
4 | 2 | 5 | 2190 | Yes |  |  |  | 0 | 0.45 | 0.45
4 | 2 | 6 | 2191 | Yes |  |  |  | 0 | 0.58 | 0.58
4 | 2 | 7 | 2192 | Yes |  |  |  | 0 | 0.7 | 0.7
4 | 2 | 8 | 2193 | Yes |  |  |  | 0 | 0.85 | 0.85
4 | 2 | 9 | 2194 | Yes |  |  |  | 0 | 1.03 | 1.03
4 | 2 | 10 | 2195 | Yes |  |  |  | 0 | 0.99 | 0.99
4 | 2 | 11 | 2196 | Yes |  |  |  | 0 | 0.92 | 0.92
4 | 2 | 12 | 2197 | Yes |  |  |  | 0 | 0.95 | 0.95
4 | 2 | 13 | 2198 | Yes |  |  |  | 0 | 1 | 1
4 | 2 | 14 | 2199 | Yes |  |  |  | 0 | 1.02 | 1.02
4 | 2 | 15 | 2200 | Yes |  |  |  | 0 | 1.03 | 1.03
4 | 2 | 16 | 2201 | Yes |  |  |  | 0 | 1.05 | 1.05
4 | 2 | 17 | 2202 | Yes |  |  |  | 0 | 0.85 | 0.85
4 | 2 | 18 | 2203 | Yes |  |  |  | 0 | 0.7 | 0.7
4 | 2 | 19 | 2204 | Yes |  |  |  | 0 | 0.55 | 0.55
4 | 2 | 20 | 2205 | Yes |  |  |  | 0 | 0.35 | 0.35
4 | 2 | 21 | 2206 | Yes |  |  |  | 0 | 0.2 | 0.2
4 | 2 | 22 | 2207 | Yes |  |  |  | 0 | 0.2 | 0.2
4 | 2 | 23 | 2208 | Yes |  |  |  | 0 | 0.2 | 0.2
4 | 3 | 0 | 2209 | Yes |  |  |  | 0 | 0.2 | 0.2
4 | 3 | 1 | 2210 | Yes |  |  |  | 0 | 0.2 | 0.2
4 | 3 | 2 | 2211 | Yes |  |  |  | 0 | 0.2 | 0.2
4 | 3 | 3 | 2212 | Yes |  |  |  | 0 | 0.2 | 0.2
4 | 3 | 4 | 2213 | Yes |  |  |  | 0 | 0.3 | 0.3
4 | 3 | 5 | 2214 | Yes |  |  |  | 0 | 0.45 | 0.45
4 | 3 | 6 | 2215 | Yes |  |  |  | 0 | 0.58 | 0.58
4 | 3 | 7 | 2216 | Yes |  |  |  | 0 | 0.7 | 0.7
4 | 3 | 8 | 2217 | Yes |  |  |  | 0 | 0.85 | 0.85
4 | 3 | 9 | 2218 | Yes |  |  |  | 0 | 1.03 | 1.03
4 | 3 | 10 | 2219 | Yes |  |  |  | 0 | 0.99 | 0.99
4 | 3 | 11 | 2220 | Yes |  |  |  | 0 | 0.92 | 0.92
4 | 3 | 12 | 2221 | Yes |  |  |  | 0 | 0.95 | 0.95
4 | 3 | 13 | 2222 | Yes |  |  |  | 0 | 1 | 1
4 | 3 | 14 | 2223 | Yes |  |  |  | 0 | 1.02 | 1.02
4 | 3 | 15 | 2224 | Yes |  |  |  | 0 | 1.03 | 1.03
4 | 3 | 16 | 2225 | Yes |  |  |  | 0 | 1.05 | 1.05
4 | 3 | 17 | 2226 | Yes |  |  |  | 0 | 0.85 | 0.85
4 | 3 | 18 | 2227 | Yes |  |  |  | 0 | 0.7 | 0.7
4 | 3 | 19 | 2228 | Yes |  |  |  | 0 | 0.55 | 0.55
4 | 3 | 20 | 2229 | Yes |  |  |  | 0 | 0.35 | 0.35
4 | 3 | 21 | 2230 | Yes |  |  |  | 0 | 0.2 | 0.2
4 | 3 | 22 | 2231 | Yes |  |  |  | 0 | 0.2 | 0.2
4 | 3 | 23 | 2232 | Yes |  |  |  | 0 | 0.2 | 0.2
4 | 4 | 0 | 2233 | Yes |  |  |  | 0 | 0.2 | 0.2
4 | 4 | 1 | 2234 | Yes |  |  |  | 0 | 0.2 | 0.2
4 | 4 | 2 | 2235 | Yes |  |  |  | 0 | 0.2 | 0.2
4 | 4 | 3 | 2236 | Yes |  |  |  | 0 | 0.2 | 0.2
4 | 4 | 4 | 2237 | Yes |  |  |  | 0 | 0.3 | 0.3
4 | 4 | 5 | 2238 | Yes |  |  |  | 0 | 0.45 | 0.45
4 | 4 | 6 | 2239 | Yes |  |  |  | 0 | 0.58 | 0.58
4 | 4 | 7 | 2240 | Yes |  |  |  | 0 | 0.7 | 0.7
4 | 4 | 8 | 2241 | Yes |  |  |  | 0 | 0.85 | 0.85
4 | 4 | 9 | 2242 | Yes |  |  |  | 0 | 1.03 | 1.03
4 | 4 | 10 | 2243 | Yes |  |  |  | 0 | 0.99 | 0.99
4 | 4 | 11 | 2244 | Yes |  |  |  | 0 | 0.92 | 0.92
4 | 4 | 12 | 2245 | Yes |  |  |  | 0 | 0.95 | 0.95
4 | 4 | 13 | 2246 | Yes |  |  |  | 0 | 1 | 1
4 | 4 | 14 | 2247 | Yes |  |  |  | 0 | 1.02 | 1.02
4 | 4 | 15 | 2248 | Yes |  |  |  | 0 | 1.03 | 1.03
4 | 4 | 16 | 2249 | Yes |  |  |  | 0 | 1.05 | 1.05
4 | 4 | 17 | 2250 | Yes |  |  |  | 0 | 0.85 | 0.85
4 | 4 | 18 | 2251 | Yes |  |  |  | 0 | 0.7 | 0.7
4 | 4 | 19 | 2252 | Yes |  |  |  | 0 | 0.55 | 0.55
4 | 4 | 20 | 2253 | Yes |  |  |  | 0 | 0.35 | 0.35
4 | 4 | 21 | 2254 | Yes |  |  |  | 0 | 0.2 | 0.2
4 | 4 | 22 | 2255 | Yes |  |  |  | 0 | 0.2 | 0.2
4 | 4 | 23 | 2256 | Yes |  |  |  | 0 | 0.2 | 0.2
4 | 5 | 0 | 2257 | Yes |  |  |  | 0 | 0.2 | 0.2
4 | 5 | 1 | 2258 | Yes |  |  |  | 0 | 0.2 | 0.2
4 | 5 | 2 | 2259 | Yes |  |  |  | 0 | 0.2 | 0.2
4 | 5 | 3 | 2260 | Yes |  |  |  | 0 | 0.2 | 0.2
4 | 5 | 4 | 2261 | Yes |  |  |  | 0 | 0.3 | 0.3
4 | 5 | 5 | 2262 | Yes |  |  |  | 0 | 0.45 | 0.45
4 | 5 | 6 | 2263 | Yes |  |  |  | 0 | 0.58 | 0.58
4 | 5 | 7 | 2264 | Yes |  |  |  | 0 | 0.7 | 0.7
4 | 5 | 8 | 2265 | Yes |  |  |  | 0 | 0.85 | 0.85
4 | 5 | 9 | 2266 | Yes |  |  |  | 0 | 1.03 | 1.03
4 | 5 | 10 | 2267 | Yes |  |  |  | 0 | 0.99 | 0.99
4 | 5 | 11 | 2268 | Yes |  |  |  | 0 | 0.92 | 0.92
4 | 5 | 12 | 2269 | Yes |  |  |  | 0 | 0.95 | 0.95
4 | 5 | 13 | 2270 | Yes |  |  |  | 0 | 1 | 1
4 | 5 | 14 | 2271 | Yes |  |  |  | 0 | 1.02 | 1.02
4 | 5 | 15 | 2272 | Yes |  |  |  | 0 | 1.03 | 1.03
4 | 5 | 16 | 2273 | Yes |  |  |  | 0 | 1.05 | 1.05
4 | 5 | 17 | 2274 | Yes |  |  |  | 0 | 0.85 | 0.85
4 | 5 | 18 | 2275 | Yes |  |  |  | 0 | 0.7 | 0.7
4 | 5 | 19 | 2276 | Yes |  |  |  | 0 | 0.55 | 0.55
4 | 5 | 20 | 2277 | Yes |  |  |  | 0 | 0.35 | 0.35
4 | 5 | 21 | 2278 | Yes |  |  |  | 0 | 0.2 | 0.2
4 | 5 | 22 | 2279 | Yes |  |  |  | 0 | 0.2 | 0.2
4 | 5 | 23 | 2280 | Yes |  |  |  | 0 | 0.2 | 0.2
4 | 6 | 0 | 2281 | Yes |  |  |  | 0 | 0.2 | 0.2
4 | 6 | 1 | 2282 | Yes |  |  |  | 0 | 0.2 | 0.2
4 | 6 | 2 | 2283 | Yes |  |  |  | 0 | 0.2 | 0.2
4 | 6 | 3 | 2284 | Yes |  |  |  | 0 | 0.2 | 0.2
4 | 6 | 4 | 2285 | Yes |  |  |  | 0 | 0.3 | 0.3
4 | 6 | 5 | 2286 | Yes |  |  |  | 0 | 0.45 | 0.45
4 | 6 | 6 | 2287 | Yes |  |  |  | 0 | 0.58 | 0.58
4 | 6 | 7 | 2288 | Yes |  |  |  | 0 | 0.7 | 0.7
4 | 6 | 8 | 2289 | Yes |  |  |  | 0 | 0.85 | 0.85
4 | 6 | 9 | 2290 | Yes |  |  |  | 0 | 1.03 | 1.03
4 | 6 | 10 | 2291 | Yes |  |  |  | 0 | 0.99 | 0.99
4 | 6 | 11 | 2292 | Yes |  |  |  | 0 | 0.92 | 0.92
4 | 6 | 12 | 2293 | Yes |  |  |  | 0 | 0.95 | 0.95
4 | 6 | 13 | 2294 | Yes |  |  |  | 0 | 1 | 1
4 | 6 | 14 | 2295 | Yes |  |  |  | 0 | 1.02 | 1.02
4 | 6 | 15 | 2296 | Yes |  |  |  | 0 | 1.03 | 1.03
4 | 6 | 16 | 2297 | Yes |  |  |  | 0 | 1.05 | 1.05
4 | 6 | 17 | 2298 | Yes |  |  |  | 0 | 0.85 | 0.85
4 | 6 | 18 | 2299 | Yes |  |  |  | 0 | 0.7 | 0.7
4 | 6 | 19 | 2300 | Yes |  |  |  | 0 | 0.55 | 0.55
4 | 6 | 20 | 2301 | Yes |  |  |  | 0 | 0.35 | 0.35
4 | 6 | 21 | 2302 | Yes |  |  |  | 0 | 0.2 | 0.2
4 | 6 | 22 | 2303 | Yes |  |  |  | 0 | 0.2 | 0.2
4 | 6 | 23 | 2304 | Yes |  |  |  | 0 | 0.2 | 0.2
4 | 7 | 0 | 2305 | Saturday |  |  |  | 0 | 0.2 | 0.2
4 | 7 | 1 | 2306 | Saturday |  |  |  | 0 | 0.2 | 0.2
4 | 7 | 2 | 2307 | Saturday |  |  |  | 0 | 0.2 | 0.2
4 | 7 | 3 | 2308 | Saturday |  |  |  | 0 | 0.2 | 0.2
4 | 7 | 4 | 2309 | Saturday |  |  |  | 0 | 0.3 | 0.3
4 | 7 | 5 | 2310 | Saturday |  |  |  | 0 | 0.45 | 0.45
4 | 7 | 6 | 2311 | Saturday |  |  |  | 0 | 0.58 | 0.58
4 | 7 | 7 | 2312 | Saturday |  |  |  | 0 | 0.7 | 0.7
4 | 7 | 8 | 2313 | Saturday |  |  |  | 0 | 0.85 | 0.85
4 | 7 | 9 | 2314 | Saturday |  |  |  | 0 | 1.03 | 1.03
4 | 7 | 10 | 2315 | Saturday |  |  |  | 0 | 0.99 | 0.99
4 | 7 | 11 | 2316 | Saturday |  |  |  | 0 | 0.92 | 0.92
4 | 7 | 12 | 2317 | Saturday |  |  |  | 0 | 0.95 | 0.95
4 | 7 | 13 | 2318 | Saturday |  |  |  | 0 | 1 | 1
4 | 7 | 14 | 2319 | Saturday |  |  |  | 0 | 1.02 | 1.02
4 | 7 | 15 | 2320 | Saturday |  |  |  | 0 | 1.03 | 1.03
4 | 7 | 16 | 2321 | Saturday |  |  |  | 0 | 1.05 | 1.05
4 | 7 | 17 | 2322 | Saturday |  |  |  | 0 | 0.85 | 0.85
4 | 7 | 18 | 2323 | Saturday |  |  |  | 0 | 0.7 | 0.7
4 | 7 | 19 | 2324 | Saturday |  |  |  | 0 | 0.55 | 0.55
4 | 7 | 20 | 2325 | Saturday |  |  |  | 0 | 0.35 | 0.35
4 | 7 | 21 | 2326 | Saturday |  |  |  | 0 | 0.2 | 0.2
4 | 7 | 22 | 2327 | Saturday |  |  |  | 0 | 0.2 | 0.2
4 | 7 | 23 | 2328 | Saturday |  |  |  | 0 | 0.2 | 0.2
4 | 8 | 0 | 2329 | Sunday |  |  |  | 0 | 0.2 | 0.2
4 | 8 | 1 | 2330 | Sunday |  |  |  | 0 | 0.2 | 0.2
4 | 8 | 2 | 2331 | Sunday |  |  |  | 0 | 0.2 | 0.2
4 | 8 | 3 | 2332 | Sunday |  |  |  | 0 | 0.2 | 0.2
4 | 8 | 4 | 2333 | Sunday |  |  |  | 0 | 0.3 | 0.3
4 | 8 | 5 | 2334 | Sunday |  |  |  | 0 | 0.45 | 0.45
4 | 8 | 6 | 2335 | Sunday |  |  |  | 0 | 0.58 | 0.58
4 | 8 | 7 | 2336 | Sunday |  |  |  | 0 | 0.7 | 0.7
4 | 8 | 8 | 2337 | Sunday |  |  |  | 0 | 0.85 | 0.85
4 | 8 | 9 | 2338 | Sunday |  |  |  | 0 | 1.03 | 1.03
4 | 8 | 10 | 2339 | Sunday |  |  |  | 0 | 0.99 | 0.99
4 | 8 | 11 | 2340 | Sunday |  |  |  | 0 | 0.92 | 0.92
4 | 8 | 12 | 2341 | Sunday |  |  |  | 0 | 0.95 | 0.95
4 | 8 | 13 | 2342 | Sunday |  |  |  | 0 | 1 | 1
4 | 8 | 14 | 2343 | Sunday |  |  |  | 0 | 1.02 | 1.02
4 | 8 | 15 | 2344 | Sunday |  |  |  | 0 | 1.03 | 1.03
4 | 8 | 16 | 2345 | Sunday |  |  |  | 0 | 1.05 | 1.05
4 | 8 | 17 | 2346 | Sunday |  |  |  | 0 | 0.85 | 0.85
4 | 8 | 18 | 2347 | Sunday |  |  |  | 0 | 0.7 | 0.7
4 | 8 | 19 | 2348 | Sunday |  |  |  | 0 | 0.55 | 0.55
4 | 8 | 20 | 2349 | Sunday |  |  |  | 0 | 0.35 | 0.35
4 | 8 | 21 | 2350 | Sunday |  |  |  | 0 | 0.2 | 0.2
4 | 8 | 22 | 2351 | Sunday |  |  |  | 0 | 0.2 | 0.2
4 | 8 | 23 | 2352 | Sunday |  |  |  | 0 | 0.2 | 0.2
4 | 9 | 0 | 2353 | Yes |  |  |  | 0 | 0.2 | 0.2
4 | 9 | 1 | 2354 | Yes |  |  |  | 0 | 0.2 | 0.2
4 | 9 | 2 | 2355 | Yes |  |  |  | 0 | 0.2 | 0.2
4 | 9 | 3 | 2356 | Yes |  |  |  | 0 | 0.2 | 0.2
4 | 9 | 4 | 2357 | Yes |  |  |  | 0 | 0.3 | 0.3
4 | 9 | 5 | 2358 | Yes |  |  |  | 0 | 0.45 | 0.45
4 | 9 | 6 | 2359 | Yes |  |  |  | 0 | 0.58 | 0.58
4 | 9 | 7 | 2360 | Yes |  |  |  | 0 | 0.7 | 0.7
4 | 9 | 8 | 2361 | Yes |  |  |  | 0 | 0.85 | 0.85
4 | 9 | 9 | 2362 | Yes |  |  |  | 0 | 1.03 | 1.03
4 | 9 | 10 | 2363 | Yes |  |  |  | 0 | 0.99 | 0.99
4 | 9 | 11 | 2364 | Yes |  |  |  | 0 | 0.92 | 0.92
4 | 9 | 12 | 2365 | Yes |  |  |  | 0 | 0.95 | 0.95
4 | 9 | 13 | 2366 | Yes |  |  |  | 0 | 1 | 1
4 | 9 | 14 | 2367 | Yes |  |  |  | 0 | 1.02 | 1.02
4 | 9 | 15 | 2368 | Yes |  |  |  | 0 | 1.03 | 1.03
4 | 9 | 16 | 2369 | Yes |  |  |  | 0 | 1.05 | 1.05
4 | 9 | 17 | 2370 | Yes |  |  |  | 0 | 0.85 | 0.85
4 | 9 | 18 | 2371 | Yes |  |  |  | 0 | 0.7 | 0.7
4 | 9 | 19 | 2372 | Yes |  |  |  | 0 | 0.55 | 0.55
4 | 9 | 20 | 2373 | Yes |  |  |  | 0 | 0.35 | 0.35
4 | 9 | 21 | 2374 | Yes |  |  |  | 0 | 0.2 | 0.2
4 | 9 | 22 | 2375 | Yes |  |  |  | 0 | 0.2 | 0.2
4 | 9 | 23 | 2376 | Yes |  |  |  | 0 | 0.2 | 0.2
4 | 10 | 0 | 2377 | Yes |  |  |  | 0 | 0.2 | 0.2
4 | 10 | 1 | 2378 | Yes |  |  |  | 0 | 0.2 | 0.2
4 | 10 | 2 | 2379 | Yes |  |  |  | 0 | 0.2 | 0.2
4 | 10 | 3 | 2380 | Yes |  |  |  | 0 | 0.2 | 0.2
4 | 10 | 4 | 2381 | Yes |  |  |  | 0 | 0.3 | 0.3
4 | 10 | 5 | 2382 | Yes |  |  |  | 0 | 0.45 | 0.45
4 | 10 | 6 | 2383 | Yes |  |  |  | 0 | 0.58 | 0.58
4 | 10 | 7 | 2384 | Yes |  |  |  | 0 | 0.7 | 0.7
4 | 10 | 8 | 2385 | Yes |  |  |  | 0 | 0.85 | 0.85
4 | 10 | 9 | 2386 | Yes |  |  |  | 0 | 1.03 | 1.03
4 | 10 | 10 | 2387 | Yes |  |  |  | 0 | 0.99 | 0.99
4 | 10 | 11 | 2388 | Yes |  |  |  | 0 | 0.92 | 0.92
4 | 10 | 12 | 2389 | Yes |  |  |  | 0 | 0.95 | 0.95
4 | 10 | 13 | 2390 | Yes |  |  |  | 0 | 1 | 1
4 | 10 | 14 | 2391 | Yes |  |  |  | 0 | 1.02 | 1.02
4 | 10 | 15 | 2392 | Yes |  |  |  | 0 | 1.03 | 1.03
4 | 10 | 16 | 2393 | Yes |  |  |  | 0 | 1.05 | 1.05
4 | 10 | 17 | 2394 | Yes |  |  |  | 0 | 0.85 | 0.85
4 | 10 | 18 | 2395 | Yes |  |  |  | 0 | 0.7 | 0.7
4 | 10 | 19 | 2396 | Yes |  |  |  | 0 | 0.55 | 0.55
4 | 10 | 20 | 2397 | Yes |  |  |  | 0 | 0.35 | 0.35
4 | 10 | 21 | 2398 | Yes |  |  |  | 0 | 0.2 | 0.2
4 | 10 | 22 | 2399 | Yes |  |  |  | 0 | 0.2 | 0.2
4 | 10 | 23 | 2400 | Yes |  |  |  | 0 | 0.2 | 0.2
4 | 11 | 0 | 2401 | Yes |  |  |  | 0 | 0.2 | 0.2
4 | 11 | 1 | 2402 | Yes |  |  |  | 0 | 0.2 | 0.2
4 | 11 | 2 | 2403 | Yes |  |  |  | 0 | 0.2 | 0.2
4 | 11 | 3 | 2404 | Yes |  |  |  | 0 | 0.2 | 0.2
4 | 11 | 4 | 2405 | Yes |  |  |  | 0 | 0.3 | 0.3
4 | 11 | 5 | 2406 | Yes |  |  |  | 0 | 0.45 | 0.45
4 | 11 | 6 | 2407 | Yes |  |  |  | 0 | 0.58 | 0.58
4 | 11 | 7 | 2408 | Yes |  |  |  | 0 | 0.7 | 0.7
4 | 11 | 8 | 2409 | Yes |  |  |  | 0 | 0.85 | 0.85
4 | 11 | 9 | 2410 | Yes |  |  |  | 0 | 1.03 | 1.03
4 | 11 | 10 | 2411 | Yes |  |  |  | 0 | 0.99 | 0.99
4 | 11 | 11 | 2412 | Yes |  |  |  | 0 | 0.92 | 0.92
4 | 11 | 12 | 2413 | Yes |  |  |  | 0 | 0.95 | 0.95
4 | 11 | 13 | 2414 | Yes |  |  |  | 0 | 1 | 1
4 | 11 | 14 | 2415 | Yes |  |  |  | 0 | 1.02 | 1.02
4 | 11 | 15 | 2416 | Yes |  |  |  | 0 | 1.03 | 1.03
4 | 11 | 16 | 2417 | Yes |  |  |  | 0 | 1.05 | 1.05
4 | 11 | 17 | 2418 | Yes |  |  |  | 0 | 0.85 | 0.85
4 | 11 | 18 | 2419 | Yes |  |  |  | 0 | 0.7 | 0.7
4 | 11 | 19 | 2420 | Yes |  |  |  | 0 | 0.55 | 0.55
4 | 11 | 20 | 2421 | Yes |  |  |  | 0 | 0.35 | 0.35
4 | 11 | 21 | 2422 | Yes |  |  |  | 0 | 0.2 | 0.2
4 | 11 | 22 | 2423 | Yes |  |  |  | 0 | 0.2 | 0.2
4 | 11 | 23 | 2424 | Yes |  |  |  | 0 | 0.2 | 0.2
4 | 12 | 0 | 2425 | Yes |  |  |  | 0 | 0.2 | 0.2
4 | 12 | 1 | 2426 | Yes |  |  |  | 0 | 0.2 | 0.2
4 | 12 | 2 | 2427 | Yes |  |  |  | 0 | 0.2 | 0.2
4 | 12 | 3 | 2428 | Yes |  |  |  | 0 | 0.2 | 0.2
4 | 12 | 4 | 2429 | Yes |  |  |  | 0 | 0.3 | 0.3
4 | 12 | 5 | 2430 | Yes |  |  |  | 0 | 0.45 | 0.45
4 | 12 | 6 | 2431 | Yes |  |  |  | 0 | 0.58 | 0.58
4 | 12 | 7 | 2432 | Yes |  |  |  | 0 | 0.7 | 0.7
4 | 12 | 8 | 2433 | Yes |  |  |  | 0 | 0.85 | 0.85
4 | 12 | 9 | 2434 | Yes |  |  |  | 0 | 1.03 | 1.03
4 | 12 | 10 | 2435 | Yes |  |  |  | 0 | 0.99 | 0.99
4 | 12 | 11 | 2436 | Yes |  |  |  | 0 | 0.92 | 0.92
4 | 12 | 12 | 2437 | Yes |  |  |  | 0 | 0.95 | 0.95
4 | 12 | 13 | 2438 | Yes |  |  |  | 0 | 1 | 1
4 | 12 | 14 | 2439 | Yes |  |  |  | 0 | 1.02 | 1.02
4 | 12 | 15 | 2440 | Yes |  |  |  | 0 | 1.03 | 1.03
4 | 12 | 16 | 2441 | Yes |  |  |  | 0 | 1.05 | 1.05
4 | 12 | 17 | 2442 | Yes |  |  |  | 0 | 0.85 | 0.85
4 | 12 | 18 | 2443 | Yes |  |  |  | 0 | 0.7 | 0.7
4 | 12 | 19 | 2444 | Yes |  |  |  | 0 | 0.55 | 0.55
4 | 12 | 20 | 2445 | Yes |  |  |  | 0 | 0.35 | 0.35
4 | 12 | 21 | 2446 | Yes |  |  |  | 0 | 0.2 | 0.2
4 | 12 | 22 | 2447 | Yes |  |  |  | 0 | 0.2 | 0.2
4 | 12 | 23 | 2448 | Yes |  |  |  | 0 | 0.2 | 0.2
4 | 13 | 0 | 2449 | Yes |  |  |  | 0 | 0.2 | 0.2
4 | 13 | 1 | 2450 | Yes |  |  |  | 0 | 0.2 | 0.2
4 | 13 | 2 | 2451 | Yes |  |  |  | 0 | 0.2 | 0.2
4 | 13 | 3 | 2452 | Yes |  |  |  | 0 | 0.2 | 0.2
4 | 13 | 4 | 2453 | Yes |  |  |  | 0 | 0.3 | 0.3
4 | 13 | 5 | 2454 | Yes |  |  |  | 0 | 0.45 | 0.45
4 | 13 | 6 | 2455 | Yes |  |  |  | 0 | 0.58 | 0.58
4 | 13 | 7 | 2456 | Yes |  |  |  | 0 | 0.7 | 0.7
4 | 13 | 8 | 2457 | Yes |  |  |  | 0 | 0.85 | 0.85
4 | 13 | 9 | 2458 | Yes |  |  |  | 0 | 1.03 | 1.03
4 | 13 | 10 | 2459 | Yes |  |  |  | 0 | 0.99 | 0.99
4 | 13 | 11 | 2460 | Yes |  |  |  | 0 | 0.92 | 0.92
4 | 13 | 12 | 2461 | Yes |  |  |  | 0 | 0.95 | 0.95
4 | 13 | 13 | 2462 | Yes |  |  |  | 0 | 1 | 1
4 | 13 | 14 | 2463 | Yes |  |  |  | 0 | 1.02 | 1.02
4 | 13 | 15 | 2464 | Yes |  |  |  | 0 | 1.03 | 1.03
4 | 13 | 16 | 2465 | Yes |  |  |  | 0 | 1.05 | 1.05
4 | 13 | 17 | 2466 | Yes |  |  |  | 0 | 0.85 | 0.85
4 | 13 | 18 | 2467 | Yes |  |  |  | 0 | 0.7 | 0.7
4 | 13 | 19 | 2468 | Yes |  |  |  | 0 | 0.55 | 0.55
4 | 13 | 20 | 2469 | Yes |  |  |  | 0 | 0.35 | 0.35
4 | 13 | 21 | 2470 | Yes |  |  |  | 0 | 0.2 | 0.2
4 | 13 | 22 | 2471 | Yes |  |  |  | 0 | 0.2 | 0.2
4 | 13 | 23 | 2472 | Yes |  |  |  | 0 | 0.2 | 0.2
4 | 14 | 0 | 2473 | Saturday |  |  |  | 0 | 0.2 | 0.2
4 | 14 | 1 | 2474 | Saturday |  |  |  | 0 | 0.2 | 0.2
4 | 14 | 2 | 2475 | Saturday |  |  |  | 0 | 0.2 | 0.2
4 | 14 | 3 | 2476 | Saturday |  |  |  | 0 | 0.2 | 0.2
4 | 14 | 4 | 2477 | Saturday |  |  |  | 0 | 0.3 | 0.3
4 | 14 | 5 | 2478 | Saturday |  |  |  | 0 | 0.45 | 0.45
4 | 14 | 6 | 2479 | Saturday |  |  |  | 0 | 0.58 | 0.58
4 | 14 | 7 | 2480 | Saturday |  |  |  | 0 | 0.7 | 0.7
4 | 14 | 8 | 2481 | Saturday |  |  |  | 0 | 0.85 | 0.85
4 | 14 | 9 | 2482 | Saturday |  |  |  | 0 | 1.03 | 1.03
4 | 14 | 10 | 2483 | Saturday |  |  |  | 0 | 0.99 | 0.99
4 | 14 | 11 | 2484 | Saturday |  |  |  | 0 | 0.92 | 0.92
4 | 14 | 12 | 2485 | Saturday |  |  |  | 0 | 0.95 | 0.95
4 | 14 | 13 | 2486 | Saturday |  |  |  | 0 | 1 | 1
4 | 14 | 14 | 2487 | Saturday |  |  |  | 0 | 1.02 | 1.02
4 | 14 | 15 | 2488 | Saturday |  |  |  | 0 | 1.03 | 1.03
4 | 14 | 16 | 2489 | Saturday |  |  |  | 0 | 1.05 | 1.05
4 | 14 | 17 | 2490 | Saturday |  |  |  | 0 | 0.85 | 0.85
4 | 14 | 18 | 2491 | Saturday |  |  |  | 0 | 0.7 | 0.7
4 | 14 | 19 | 2492 | Saturday |  |  |  | 0 | 0.55 | 0.55
4 | 14 | 20 | 2493 | Saturday |  |  |  | 0 | 0.35 | 0.35
4 | 14 | 21 | 2494 | Saturday |  |  |  | 0 | 0.2 | 0.2
4 | 14 | 22 | 2495 | Saturday |  |  |  | 0 | 0.2 | 0.2
4 | 14 | 23 | 2496 | Saturday |  |  |  | 0 | 0.2 | 0.2
4 | 15 | 0 | 2497 | Sunday |  |  |  | 0 | 0.2 | 0.2
4 | 15 | 1 | 2498 | Sunday |  |  |  | 0 | 0.2 | 0.2
4 | 15 | 2 | 2499 | Sunday |  |  |  | 0 | 0.2 | 0.2
4 | 15 | 3 | 2500 | Sunday |  |  |  | 0 | 0.2 | 0.2
4 | 15 | 4 | 2501 | Sunday |  |  |  | 0 | 0.3 | 0.3
4 | 15 | 5 | 2502 | Sunday |  |  |  | 0 | 0.45 | 0.45
4 | 15 | 6 | 2503 | Sunday |  |  |  | 0 | 0.58 | 0.58
4 | 15 | 7 | 2504 | Sunday |  |  |  | 0 | 0.7 | 0.7
4 | 15 | 8 | 2505 | Sunday |  |  |  | 0 | 0.85 | 0.85
4 | 15 | 9 | 2506 | Sunday |  |  |  | 0 | 1.03 | 1.03
4 | 15 | 10 | 2507 | Sunday |  |  |  | 0 | 0.99 | 0.99
4 | 15 | 11 | 2508 | Sunday |  |  |  | 0 | 0.92 | 0.92
4 | 15 | 12 | 2509 | Sunday |  |  |  | 0 | 0.95 | 0.95
4 | 15 | 13 | 2510 | Sunday |  |  |  | 0 | 1 | 1
4 | 15 | 14 | 2511 | Sunday |  |  |  | 0 | 1.02 | 1.02
4 | 15 | 15 | 2512 | Sunday |  |  |  | 0 | 1.03 | 1.03
4 | 15 | 16 | 2513 | Sunday |  |  |  | 0 | 1.05 | 1.05
4 | 15 | 17 | 2514 | Sunday |  |  |  | 0 | 0.85 | 0.85
4 | 15 | 18 | 2515 | Sunday |  |  |  | 0 | 0.7 | 0.7
4 | 15 | 19 | 2516 | Sunday |  |  |  | 0 | 0.55 | 0.55
4 | 15 | 20 | 2517 | Sunday |  |  |  | 0 | 0.35 | 0.35
4 | 15 | 21 | 2518 | Sunday |  |  |  | 0 | 0.2 | 0.2
4 | 15 | 22 | 2519 | Sunday |  |  |  | 0 | 0.2 | 0.2
4 | 15 | 23 | 2520 | Sunday |  |  |  | 0 | 0.2 | 0.2
4 | 16 | 0 | 2521 | Yes |  |  |  | 0 | 0.2 | 0.2
4 | 16 | 1 | 2522 | Yes |  |  |  | 0 | 0.2 | 0.2
4 | 16 | 2 | 2523 | Yes |  |  |  | 0 | 0.2 | 0.2
4 | 16 | 3 | 2524 | Yes |  |  |  | 0 | 0.2 | 0.2
4 | 16 | 4 | 2525 | Yes |  |  |  | 0 | 0.3 | 0.3
4 | 16 | 5 | 2526 | Yes |  |  |  | 0 | 0.45 | 0.45
4 | 16 | 6 | 2527 | Yes |  |  |  | 0 | 0.58 | 0.58
4 | 16 | 7 | 2528 | Yes |  |  |  | 0 | 0.7 | 0.7
4 | 16 | 8 | 2529 | Yes |  |  |  | 0 | 0.85 | 0.85
4 | 16 | 9 | 2530 | Yes |  |  |  | 0 | 1.03 | 1.03
4 | 16 | 10 | 2531 | Yes |  |  |  | 0 | 0.99 | 0.99
4 | 16 | 11 | 2532 | Yes |  |  |  | 0 | 0.92 | 0.92
4 | 16 | 12 | 2533 | Yes |  |  |  | 0 | 0.95 | 0.95
4 | 16 | 13 | 2534 | Yes |  |  |  | 0 | 1 | 1
4 | 16 | 14 | 2535 | Yes |  |  |  | 0 | 1.02 | 1.02
4 | 16 | 15 | 2536 | Yes |  |  |  | 0 | 1.03 | 1.03
4 | 16 | 16 | 2537 | Yes |  |  |  | 0 | 1.05 | 1.05
4 | 16 | 17 | 2538 | Yes |  |  |  | 0 | 0.85 | 0.85
4 | 16 | 18 | 2539 | Yes |  |  |  | 0 | 0.7 | 0.7
4 | 16 | 19 | 2540 | Yes |  |  |  | 0 | 0.55 | 0.55
4 | 16 | 20 | 2541 | Yes |  |  |  | 0 | 0.35 | 0.35
4 | 16 | 21 | 2542 | Yes |  |  |  | 0 | 0.2 | 0.2
4 | 16 | 22 | 2543 | Yes |  |  |  | 0 | 0.2 | 0.2
4 | 16 | 23 | 2544 | Yes |  |  |  | 0 | 0.2 | 0.2
4 | 17 | 0 | 2545 | Yes |  |  |  | 0 | 0.2 | 0.2
4 | 17 | 1 | 2546 | Yes |  |  |  | 0 | 0.2 | 0.2
4 | 17 | 2 | 2547 | Yes |  |  |  | 0 | 0.2 | 0.2
4 | 17 | 3 | 2548 | Yes |  |  |  | 0 | 0.2 | 0.2
4 | 17 | 4 | 2549 | Yes |  |  |  | 0 | 0.3 | 0.3
4 | 17 | 5 | 2550 | Yes |  |  |  | 0 | 0.45 | 0.45
4 | 17 | 6 | 2551 | Yes |  |  |  | 0 | 0.58 | 0.58
4 | 17 | 7 | 2552 | Yes |  |  |  | 0 | 0.7 | 0.7
4 | 17 | 8 | 2553 | Yes |  |  |  | 0 | 0.85 | 0.85
4 | 17 | 9 | 2554 | Yes |  |  |  | 0 | 1.03 | 1.03
4 | 17 | 10 | 2555 | Yes |  |  |  | 0 | 0.99 | 0.99
4 | 17 | 11 | 2556 | Yes |  |  |  | 0 | 0.92 | 0.92
4 | 17 | 12 | 2557 | Yes |  |  |  | 0 | 0.95 | 0.95
4 | 17 | 13 | 2558 | Yes |  |  |  | 0 | 1 | 1
4 | 17 | 14 | 2559 | Yes |  |  |  | 0 | 1.02 | 1.02
4 | 17 | 15 | 2560 | Yes |  |  |  | 0 | 1.03 | 1.03
4 | 17 | 16 | 2561 | Yes |  |  |  | 0 | 1.05 | 1.05
4 | 17 | 17 | 2562 | Yes |  |  |  | 0 | 0.85 | 0.85
4 | 17 | 18 | 2563 | Yes |  |  |  | 0 | 0.7 | 0.7
4 | 17 | 19 | 2564 | Yes |  |  |  | 0 | 0.55 | 0.55
4 | 17 | 20 | 2565 | Yes |  |  |  | 0 | 0.35 | 0.35
4 | 17 | 21 | 2566 | Yes |  |  |  | 0 | 0.2 | 0.2
4 | 17 | 22 | 2567 | Yes |  |  |  | 0 | 0.2 | 0.2
4 | 17 | 23 | 2568 | Yes |  |  |  | 0 | 0.2 | 0.2
4 | 18 | 0 | 2569 | Yes |  |  |  | 0 | 0.2 | 0.2
4 | 18 | 1 | 2570 | Yes |  |  |  | 0 | 0.2 | 0.2
4 | 18 | 2 | 2571 | Yes |  |  |  | 0 | 0.2 | 0.2
4 | 18 | 3 | 2572 | Yes |  |  |  | 0 | 0.2 | 0.2
4 | 18 | 4 | 2573 | Yes |  |  |  | 0 | 0.3 | 0.3
4 | 18 | 5 | 2574 | Yes |  |  |  | 0 | 0.45 | 0.45
4 | 18 | 6 | 2575 | Yes |  |  |  | 0 | 0.58 | 0.58
4 | 18 | 7 | 2576 | Yes |  |  |  | 0 | 0.7 | 0.7
4 | 18 | 8 | 2577 | Yes |  |  |  | 0 | 0.85 | 0.85
4 | 18 | 9 | 2578 | Yes |  |  |  | 0 | 1.03 | 1.03
4 | 18 | 10 | 2579 | Yes |  |  |  | 0 | 0.99 | 0.99
4 | 18 | 11 | 2580 | Yes |  |  |  | 0 | 0.92 | 0.92
4 | 18 | 12 | 2581 | Yes |  |  |  | 0 | 0.95 | 0.95
4 | 18 | 13 | 2582 | Yes |  |  |  | 0 | 1 | 1
4 | 18 | 14 | 2583 | Yes |  |  |  | 0 | 1.02 | 1.02
4 | 18 | 15 | 2584 | Yes |  |  |  | 0 | 1.03 | 1.03
4 | 18 | 16 | 2585 | Yes |  |  |  | 0 | 1.05 | 1.05
4 | 18 | 17 | 2586 | Yes |  |  |  | 0 | 0.85 | 0.85
4 | 18 | 18 | 2587 | Yes |  |  |  | 0 | 0.7 | 0.7
4 | 18 | 19 | 2588 | Yes |  |  |  | 0 | 0.55 | 0.55
4 | 18 | 20 | 2589 | Yes |  |  |  | 0 | 0.35 | 0.35
4 | 18 | 21 | 2590 | Yes |  |  |  | 0 | 0.2 | 0.2
4 | 18 | 22 | 2591 | Yes |  |  |  | 0 | 0.2 | 0.2
4 | 18 | 23 | 2592 | Yes |  |  |  | 0 | 0.2 | 0.2
4 | 19 | 0 | 2593 | Yes |  |  |  | 0 | 0.2 | 0.2
4 | 19 | 1 | 2594 | Yes |  |  |  | 0 | 0.2 | 0.2
4 | 19 | 2 | 2595 | Yes |  |  |  | 0 | 0.2 | 0.2
4 | 19 | 3 | 2596 | Yes |  |  |  | 0 | 0.2 | 0.2
4 | 19 | 4 | 2597 | Yes |  |  |  | 0 | 0.3 | 0.3
4 | 19 | 5 | 2598 | Yes |  |  |  | 0 | 0.45 | 0.45
4 | 19 | 6 | 2599 | Yes |  |  |  | 0 | 0.58 | 0.58
4 | 19 | 7 | 2600 | Yes |  |  |  | 0 | 0.7 | 0.7
4 | 19 | 8 | 2601 | Yes |  |  |  | 0 | 0.85 | 0.85
4 | 19 | 9 | 2602 | Yes |  |  |  | 0 | 1.03 | 1.03
4 | 19 | 10 | 2603 | Yes |  |  |  | 0 | 0.99 | 0.99
4 | 19 | 11 | 2604 | Yes |  |  |  | 0 | 0.92 | 0.92
4 | 19 | 12 | 2605 | Yes |  |  |  | 0 | 0.95 | 0.95
4 | 19 | 13 | 2606 | Yes |  |  |  | 0 | 1 | 1
4 | 19 | 14 | 2607 | Yes |  |  |  | 0 | 1.02 | 1.02
4 | 19 | 15 | 2608 | Yes |  |  |  | 0 | 1.03 | 1.03
4 | 19 | 16 | 2609 | Yes |  |  |  | 0 | 1.05 | 1.05
4 | 19 | 17 | 2610 | Yes |  |  |  | 0 | 0.85 | 0.85
4 | 19 | 18 | 2611 | Yes |  |  |  | 0 | 0.7 | 0.7
4 | 19 | 19 | 2612 | Yes |  |  |  | 0 | 0.55 | 0.55
4 | 19 | 20 | 2613 | Yes |  |  |  | 0 | 0.35 | 0.35
4 | 19 | 21 | 2614 | Yes |  |  |  | 0 | 0.2 | 0.2
4 | 19 | 22 | 2615 | Yes |  |  |  | 0 | 0.2 | 0.2
4 | 19 | 23 | 2616 | Yes |  |  |  | 0 | 0.2 | 0.2
4 | 20 | 0 | 2617 | Yes |  |  |  | 0 | 0.2 | 0.2
4 | 20 | 1 | 2618 | Yes |  |  |  | 0 | 0.2 | 0.2
4 | 20 | 2 | 2619 | Yes |  |  |  | 0 | 0.2 | 0.2
4 | 20 | 3 | 2620 | Yes |  |  |  | 0 | 0.2 | 0.2
4 | 20 | 4 | 2621 | Yes |  |  |  | 0 | 0.3 | 0.3
4 | 20 | 5 | 2622 | Yes |  |  |  | 0 | 0.45 | 0.45
4 | 20 | 6 | 2623 | Yes |  |  |  | 0 | 0.58 | 0.58
4 | 20 | 7 | 2624 | Yes |  |  |  | 0 | 0.7 | 0.7
4 | 20 | 8 | 2625 | Yes |  |  |  | 0 | 0.85 | 0.85
4 | 20 | 9 | 2626 | Yes |  |  |  | 0 | 1.03 | 1.03
4 | 20 | 10 | 2627 | Yes |  |  |  | 0 | 0.99 | 0.99
4 | 20 | 11 | 2628 | Yes |  |  |  | 0 | 0.92 | 0.92
4 | 20 | 12 | 2629 | Yes |  |  |  | 0 | 0.95 | 0.95
4 | 20 | 13 | 2630 | Yes |  |  |  | 0 | 1 | 1
4 | 20 | 14 | 2631 | Yes |  |  |  | 0 | 1.02 | 1.02
4 | 20 | 15 | 2632 | Yes |  |  |  | 0 | 1.03 | 1.03
4 | 20 | 16 | 2633 | Yes |  |  |  | 0 | 1.05 | 1.05
4 | 20 | 17 | 2634 | Yes |  |  |  | 0 | 0.85 | 0.85
4 | 20 | 18 | 2635 | Yes |  |  |  | 0 | 0.7 | 0.7
4 | 20 | 19 | 2636 | Yes |  |  |  | 0 | 0.55 | 0.55
4 | 20 | 20 | 2637 | Yes |  |  |  | 0 | 0.35 | 0.35
4 | 20 | 21 | 2638 | Yes |  |  |  | 0 | 0.2 | 0.2
4 | 20 | 22 | 2639 | Yes |  |  |  | 0 | 0.2 | 0.2
4 | 20 | 23 | 2640 | Yes |  |  |  | 0 | 0.2 | 0.2
4 | 21 | 0 | 2641 | Saturday |  |  |  | 0 | 0.2 | 0.2
4 | 21 | 1 | 2642 | Saturday |  |  |  | 0 | 0.2 | 0.2
4 | 21 | 2 | 2643 | Saturday |  |  |  | 0 | 0.2 | 0.2
4 | 21 | 3 | 2644 | Saturday |  |  |  | 0 | 0.2 | 0.2
4 | 21 | 4 | 2645 | Saturday |  |  |  | 0 | 0.3 | 0.3
4 | 21 | 5 | 2646 | Saturday |  |  |  | 0 | 0.45 | 0.45
4 | 21 | 6 | 2647 | Saturday |  |  |  | 0 | 0.58 | 0.58
4 | 21 | 7 | 2648 | Saturday |  |  |  | 0 | 0.7 | 0.7
4 | 21 | 8 | 2649 | Saturday |  |  |  | 0 | 0.85 | 0.85
4 | 21 | 9 | 2650 | Saturday |  |  |  | 0 | 1.03 | 1.03
4 | 21 | 10 | 2651 | Saturday |  |  |  | 0 | 0.99 | 0.99
4 | 21 | 11 | 2652 | Saturday |  |  |  | 0 | 0.92 | 0.92
4 | 21 | 12 | 2653 | Saturday |  |  |  | 0 | 0.95 | 0.95
4 | 21 | 13 | 2654 | Saturday |  |  |  | 0 | 1 | 1
4 | 21 | 14 | 2655 | Saturday |  |  |  | 0 | 1.02 | 1.02
4 | 21 | 15 | 2656 | Saturday |  |  |  | 0 | 1.03 | 1.03
4 | 21 | 16 | 2657 | Saturday |  |  |  | 0 | 1.05 | 1.05
4 | 21 | 17 | 2658 | Saturday |  |  |  | 0 | 0.85 | 0.85
4 | 21 | 18 | 2659 | Saturday |  |  |  | 0 | 0.7 | 0.7
4 | 21 | 19 | 2660 | Saturday |  |  |  | 0 | 0.55 | 0.55
4 | 21 | 20 | 2661 | Saturday |  |  |  | 0 | 0.35 | 0.35
4 | 21 | 21 | 2662 | Saturday |  |  |  | 0 | 0.2 | 0.2
4 | 21 | 22 | 2663 | Saturday |  |  |  | 0 | 0.2 | 0.2
4 | 21 | 23 | 2664 | Saturday |  |  |  | 0 | 0.2 | 0.2
4 | 22 | 0 | 2665 | Sunday |  |  |  | 0 | 0.2 | 0.2
4 | 22 | 1 | 2666 | Sunday |  |  |  | 0 | 0.2 | 0.2
4 | 22 | 2 | 2667 | Sunday |  |  |  | 0 | 0.2 | 0.2
4 | 22 | 3 | 2668 | Sunday |  |  |  | 0 | 0.2 | 0.2
4 | 22 | 4 | 2669 | Sunday |  |  |  | 0 | 0.3 | 0.3
4 | 22 | 5 | 2670 | Sunday |  |  |  | 0 | 0.45 | 0.45
4 | 22 | 6 | 2671 | Sunday |  |  |  | 0 | 0.58 | 0.58
4 | 22 | 7 | 2672 | Sunday |  |  |  | 0 | 0.7 | 0.7
4 | 22 | 8 | 2673 | Sunday |  |  |  | 0 | 0.85 | 0.85
4 | 22 | 9 | 2674 | Sunday |  |  |  | 0 | 1.03 | 1.03
4 | 22 | 10 | 2675 | Sunday |  |  |  | 0 | 0.99 | 0.99
4 | 22 | 11 | 2676 | Sunday |  |  |  | 0 | 0.92 | 0.92
4 | 22 | 12 | 2677 | Sunday |  |  |  | 0 | 0.95 | 0.95
4 | 22 | 13 | 2678 | Sunday |  |  |  | 0 | 1 | 1
4 | 22 | 14 | 2679 | Sunday |  |  |  | 0 | 1.02 | 1.02
4 | 22 | 15 | 2680 | Sunday |  |  |  | 0 | 1.03 | 1.03
4 | 22 | 16 | 2681 | Sunday |  |  |  | 0 | 1.05 | 1.05
4 | 22 | 17 | 2682 | Sunday |  |  |  | 0 | 0.85 | 0.85
4 | 22 | 18 | 2683 | Sunday |  |  |  | 0 | 0.7 | 0.7
4 | 22 | 19 | 2684 | Sunday |  |  |  | 0 | 0.55 | 0.55
4 | 22 | 20 | 2685 | Sunday |  |  |  | 0 | 0.35 | 0.35
4 | 22 | 21 | 2686 | Sunday |  |  |  | 0 | 0.2 | 0.2
4 | 22 | 22 | 2687 | Sunday |  |  |  | 0 | 0.2 | 0.2
4 | 22 | 23 | 2688 | Sunday |  |  |  | 0 | 0.2 | 0.2
4 | 23 | 0 | 2689 | Yes |  |  |  | 0 | 0.2 | 0.2
4 | 23 | 1 | 2690 | Yes |  |  |  | 0 | 0.2 | 0.2
4 | 23 | 2 | 2691 | Yes |  |  |  | 0 | 0.2 | 0.2
4 | 23 | 3 | 2692 | Yes |  |  |  | 0 | 0.2 | 0.2
4 | 23 | 4 | 2693 | Yes |  |  |  | 0 | 0.3 | 0.3
4 | 23 | 5 | 2694 | Yes |  |  |  | 0 | 0.45 | 0.45
4 | 23 | 6 | 2695 | Yes |  |  |  | 0 | 0.58 | 0.58
4 | 23 | 7 | 2696 | Yes |  |  |  | 0 | 0.7 | 0.7
4 | 23 | 8 | 2697 | Yes |  |  |  | 0 | 0.85 | 0.85
4 | 23 | 9 | 2698 | Yes |  |  |  | 0 | 1.03 | 1.03
4 | 23 | 10 | 2699 | Yes |  |  |  | 0 | 0.99 | 0.99
4 | 23 | 11 | 2700 | Yes |  |  |  | 0 | 0.92 | 0.92
4 | 23 | 12 | 2701 | Yes |  |  |  | 0 | 0.95 | 0.95
4 | 23 | 13 | 2702 | Yes |  |  |  | 0 | 1 | 1
4 | 23 | 14 | 2703 | Yes |  |  |  | 0 | 1.02 | 1.02
4 | 23 | 15 | 2704 | Yes |  |  |  | 0 | 1.03 | 1.03
4 | 23 | 16 | 2705 | Yes |  |  |  | 0 | 1.05 | 1.05
4 | 23 | 17 | 2706 | Yes |  |  |  | 0 | 0.85 | 0.85
4 | 23 | 18 | 2707 | Yes |  |  |  | 0 | 0.7 | 0.7
4 | 23 | 19 | 2708 | Yes |  |  |  | 0 | 0.55 | 0.55
4 | 23 | 20 | 2709 | Yes |  |  |  | 0 | 0.35 | 0.35
4 | 23 | 21 | 2710 | Yes |  |  |  | 0 | 0.2 | 0.2
4 | 23 | 22 | 2711 | Yes |  |  |  | 0 | 0.2 | 0.2
4 | 23 | 23 | 2712 | Yes |  |  |  | 0 | 0.2 | 0.2
4 | 24 | 0 | 2713 | Yes |  |  |  | 0 | 0.2 | 0.2
4 | 24 | 1 | 2714 | Yes |  |  |  | 0 | 0.2 | 0.2
4 | 24 | 2 | 2715 | Yes |  |  |  | 0 | 0.2 | 0.2
4 | 24 | 3 | 2716 | Yes |  |  |  | 0 | 0.2 | 0.2
4 | 24 | 4 | 2717 | Yes |  |  |  | 0 | 0.3 | 0.3
4 | 24 | 5 | 2718 | Yes |  |  |  | 0 | 0.45 | 0.45
4 | 24 | 6 | 2719 | Yes |  |  |  | 0 | 0.58 | 0.58
4 | 24 | 7 | 2720 | Yes |  |  |  | 0 | 0.7 | 0.7
4 | 24 | 8 | 2721 | Yes |  |  |  | 0 | 0.85 | 0.85
4 | 24 | 9 | 2722 | Yes |  |  |  | 0 | 1.03 | 1.03
4 | 24 | 10 | 2723 | Yes |  |  |  | 0 | 0.99 | 0.99
4 | 24 | 11 | 2724 | Yes |  |  |  | 0 | 0.92 | 0.92
4 | 24 | 12 | 2725 | Yes |  |  |  | 0 | 0.95 | 0.95
4 | 24 | 13 | 2726 | Yes |  |  |  | 0 | 1 | 1
4 | 24 | 14 | 2727 | Yes |  |  |  | 0 | 1.02 | 1.02
4 | 24 | 15 | 2728 | Yes |  |  |  | 0 | 1.03 | 1.03
4 | 24 | 16 | 2729 | Yes |  |  |  | 0 | 1.05 | 1.05
4 | 24 | 17 | 2730 | Yes |  |  |  | 0 | 0.85 | 0.85
4 | 24 | 18 | 2731 | Yes |  |  |  | 0 | 0.7 | 0.7
4 | 24 | 19 | 2732 | Yes |  |  |  | 0 | 0.55 | 0.55
4 | 24 | 20 | 2733 | Yes |  |  |  | 0 | 0.35 | 0.35
4 | 24 | 21 | 2734 | Yes |  |  |  | 0 | 0.2 | 0.2
4 | 24 | 22 | 2735 | Yes |  |  |  | 0 | 0.2 | 0.2
4 | 24 | 23 | 2736 | Yes |  |  |  | 0 | 0.2 | 0.2
4 | 25 | 0 | 2737 | Yes |  |  |  | 0 | 0.2 | 0.2
4 | 25 | 1 | 2738 | Yes |  |  |  | 0 | 0.2 | 0.2
4 | 25 | 2 | 2739 | Yes |  |  |  | 0 | 0.2 | 0.2
4 | 25 | 3 | 2740 | Yes |  |  |  | 0 | 0.2 | 0.2
4 | 25 | 4 | 2741 | Yes |  |  |  | 0 | 0.3 | 0.3
4 | 25 | 5 | 2742 | Yes |  |  |  | 0 | 0.45 | 0.45
4 | 25 | 6 | 2743 | Yes |  |  |  | 0 | 0.58 | 0.58
4 | 25 | 7 | 2744 | Yes |  |  |  | 0 | 0.7 | 0.7
4 | 25 | 8 | 2745 | Yes |  |  |  | 0 | 0.85 | 0.85
4 | 25 | 9 | 2746 | Yes |  |  |  | 0 | 1.03 | 1.03
4 | 25 | 10 | 2747 | Yes |  |  |  | 0 | 0.99 | 0.99
4 | 25 | 11 | 2748 | Yes |  |  |  | 0 | 0.92 | 0.92
4 | 25 | 12 | 2749 | Yes |  |  |  | 0 | 0.95 | 0.95
4 | 25 | 13 | 2750 | Yes |  |  |  | 0 | 1 | 1
4 | 25 | 14 | 2751 | Yes |  |  |  | 0 | 1.02 | 1.02
4 | 25 | 15 | 2752 | Yes |  |  |  | 0 | 1.03 | 1.03
4 | 25 | 16 | 2753 | Yes |  |  |  | 0 | 1.05 | 1.05
4 | 25 | 17 | 2754 | Yes |  |  |  | 0 | 0.85 | 0.85
4 | 25 | 18 | 2755 | Yes |  |  |  | 0 | 0.7 | 0.7
4 | 25 | 19 | 2756 | Yes |  |  |  | 0 | 0.55 | 0.55
4 | 25 | 20 | 2757 | Yes |  |  |  | 0 | 0.35 | 0.35
4 | 25 | 21 | 2758 | Yes |  |  |  | 0 | 0.2 | 0.2
4 | 25 | 22 | 2759 | Yes |  |  |  | 0 | 0.2 | 0.2
4 | 25 | 23 | 2760 | Yes |  |  |  | 0 | 0.2 | 0.2
4 | 26 | 0 | 2761 | Yes |  |  |  | 0 | 0.2 | 0.2
4 | 26 | 1 | 2762 | Yes |  |  |  | 0 | 0.2 | 0.2
4 | 26 | 2 | 2763 | Yes |  |  |  | 0 | 0.2 | 0.2
4 | 26 | 3 | 2764 | Yes |  |  |  | 0 | 0.2 | 0.2
4 | 26 | 4 | 2765 | Yes |  |  |  | 0 | 0.3 | 0.3
4 | 26 | 5 | 2766 | Yes |  |  |  | 0 | 0.45 | 0.45
4 | 26 | 6 | 2767 | Yes |  |  |  | 0 | 0.58 | 0.58
4 | 26 | 7 | 2768 | Yes |  |  |  | 0 | 0.7 | 0.7
4 | 26 | 8 | 2769 | Yes |  |  |  | 0 | 0.85 | 0.85
4 | 26 | 9 | 2770 | Yes |  |  |  | 0 | 1.03 | 1.03
4 | 26 | 10 | 2771 | Yes |  |  |  | 0 | 0.99 | 0.99
4 | 26 | 11 | 2772 | Yes |  |  |  | 0 | 0.92 | 0.92
4 | 26 | 12 | 2773 | Yes |  |  |  | 0 | 0.95 | 0.95
4 | 26 | 13 | 2774 | Yes |  |  |  | 0 | 1 | 1
4 | 26 | 14 | 2775 | Yes |  |  |  | 0 | 1.02 | 1.02
4 | 26 | 15 | 2776 | Yes |  |  |  | 0 | 1.03 | 1.03
4 | 26 | 16 | 2777 | Yes |  |  |  | 0 | 1.05 | 1.05
4 | 26 | 17 | 2778 | Yes |  |  |  | 0 | 0.85 | 0.85
4 | 26 | 18 | 2779 | Yes |  |  |  | 0 | 0.7 | 0.7
4 | 26 | 19 | 2780 | Yes |  |  |  | 0 | 0.55 | 0.55
4 | 26 | 20 | 2781 | Yes |  |  |  | 0 | 0.35 | 0.35
4 | 26 | 21 | 2782 | Yes |  |  |  | 0 | 0.2 | 0.2
4 | 26 | 22 | 2783 | Yes |  |  |  | 0 | 0.2 | 0.2
4 | 26 | 23 | 2784 | Yes |  |  |  | 0 | 0.2 | 0.2
4 | 27 | 0 | 2785 | Yes |  |  |  | 0 | 0.2 | 0.2
4 | 27 | 1 | 2786 | Yes |  |  |  | 0 | 0.2 | 0.2
4 | 27 | 2 | 2787 | Yes |  |  |  | 0 | 0.2 | 0.2
4 | 27 | 3 | 2788 | Yes |  |  |  | 0 | 0.2 | 0.2
4 | 27 | 4 | 2789 | Yes |  |  |  | 0 | 0.3 | 0.3
4 | 27 | 5 | 2790 | Yes |  |  |  | 0 | 0.45 | 0.45
4 | 27 | 6 | 2791 | Yes |  |  |  | 0 | 0.58 | 0.58
4 | 27 | 7 | 2792 | Yes |  |  |  | 0 | 0.7 | 0.7
4 | 27 | 8 | 2793 | Yes |  |  |  | 0 | 0.85 | 0.85
4 | 27 | 9 | 2794 | Yes |  |  |  | 0 | 1.03 | 1.03
4 | 27 | 10 | 2795 | Yes |  |  |  | 0 | 0.99 | 0.99
4 | 27 | 11 | 2796 | Yes |  |  |  | 0 | 0.92 | 0.92
4 | 27 | 12 | 2797 | Yes |  |  |  | 0 | 0.95 | 0.95
4 | 27 | 13 | 2798 | Yes |  |  |  | 0 | 1 | 1
4 | 27 | 14 | 2799 | Yes |  |  |  | 0 | 1.02 | 1.02
4 | 27 | 15 | 2800 | Yes |  |  |  | 0 | 1.03 | 1.03
4 | 27 | 16 | 2801 | Yes |  |  |  | 0 | 1.05 | 1.05
4 | 27 | 17 | 2802 | Yes |  |  |  | 0 | 0.85 | 0.85
4 | 27 | 18 | 2803 | Yes |  |  |  | 0 | 0.7 | 0.7
4 | 27 | 19 | 2804 | Yes |  |  |  | 0 | 0.55 | 0.55
4 | 27 | 20 | 2805 | Yes |  |  |  | 0 | 0.35 | 0.35
4 | 27 | 21 | 2806 | Yes |  |  |  | 0 | 0.2 | 0.2
4 | 27 | 22 | 2807 | Yes |  |  |  | 0 | 0.2 | 0.2
4 | 27 | 23 | 2808 | Yes |  |  |  | 0 | 0.2 | 0.2
4 | 28 | 0 | 2809 | Saturday |  |  |  | 0 | 0.2 | 0.2
4 | 28 | 1 | 2810 | Saturday |  |  |  | 0 | 0.2 | 0.2
4 | 28 | 2 | 2811 | Saturday |  |  |  | 0 | 0.2 | 0.2
4 | 28 | 3 | 2812 | Saturday |  |  |  | 0 | 0.2 | 0.2
4 | 28 | 4 | 2813 | Saturday |  |  |  | 0 | 0.3 | 0.3
4 | 28 | 5 | 2814 | Saturday |  |  |  | 0 | 0.45 | 0.45
4 | 28 | 6 | 2815 | Saturday |  |  |  | 0 | 0.58 | 0.58
4 | 28 | 7 | 2816 | Saturday |  |  |  | 0 | 0.7 | 0.7
4 | 28 | 8 | 2817 | Saturday |  |  |  | 0 | 0.85 | 0.85
4 | 28 | 9 | 2818 | Saturday |  |  |  | 0 | 1.03 | 1.03
4 | 28 | 10 | 2819 | Saturday |  |  |  | 0 | 0.99 | 0.99
4 | 28 | 11 | 2820 | Saturday |  |  |  | 0 | 0.92 | 0.92
4 | 28 | 12 | 2821 | Saturday |  |  |  | 0 | 0.95 | 0.95
4 | 28 | 13 | 2822 | Saturday |  |  |  | 0 | 1 | 1
4 | 28 | 14 | 2823 | Saturday |  |  |  | 0 | 1.02 | 1.02
4 | 28 | 15 | 2824 | Saturday |  |  |  | 0 | 1.03 | 1.03
4 | 28 | 16 | 2825 | Saturday |  |  |  | 0 | 1.05 | 1.05
4 | 28 | 17 | 2826 | Saturday |  |  |  | 0 | 0.85 | 0.85
4 | 28 | 18 | 2827 | Saturday |  |  |  | 0 | 0.7 | 0.7
4 | 28 | 19 | 2828 | Saturday |  |  |  | 0 | 0.55 | 0.55
4 | 28 | 20 | 2829 | Saturday |  |  |  | 0 | 0.35 | 0.35
4 | 28 | 21 | 2830 | Saturday |  |  |  | 0 | 0.2 | 0.2
4 | 28 | 22 | 2831 | Saturday |  |  |  | 0 | 0.2 | 0.2
4 | 28 | 23 | 2832 | Saturday |  |  |  | 0 | 0.2 | 0.2
4 | 29 | 0 | 2833 | Sunday |  |  |  | 0 | 0.2 | 0.2
4 | 29 | 1 | 2834 | Sunday |  |  |  | 0 | 0.2 | 0.2
4 | 29 | 2 | 2835 | Sunday |  |  |  | 0 | 0.2 | 0.2
4 | 29 | 3 | 2836 | Sunday |  |  |  | 0 | 0.2 | 0.2
4 | 29 | 4 | 2837 | Sunday |  |  |  | 0 | 0.3 | 0.3
4 | 29 | 5 | 2838 | Sunday |  |  |  | 0 | 0.45 | 0.45
4 | 29 | 6 | 2839 | Sunday |  |  |  | 0 | 0.58 | 0.58
4 | 29 | 7 | 2840 | Sunday |  |  |  | 0 | 0.7 | 0.7
4 | 29 | 8 | 2841 | Sunday |  |  |  | 0 | 0.85 | 0.85
4 | 29 | 9 | 2842 | Sunday |  |  |  | 0 | 1.03 | 1.03
4 | 29 | 10 | 2843 | Sunday |  |  |  | 0 | 0.99 | 0.99
4 | 29 | 11 | 2844 | Sunday |  |  |  | 0 | 0.92 | 0.92
4 | 29 | 12 | 2845 | Sunday |  |  |  | 0 | 0.95 | 0.95
4 | 29 | 13 | 2846 | Sunday |  |  |  | 0 | 1 | 1
4 | 29 | 14 | 2847 | Sunday |  |  |  | 0 | 1.02 | 1.02
4 | 29 | 15 | 2848 | Sunday |  |  |  | 0 | 1.03 | 1.03
4 | 29 | 16 | 2849 | Sunday |  |  |  | 0 | 1.05 | 1.05
4 | 29 | 17 | 2850 | Sunday |  |  |  | 0 | 0.85 | 0.85
4 | 29 | 18 | 2851 | Sunday |  |  |  | 0 | 0.7 | 0.7
4 | 29 | 19 | 2852 | Sunday |  |  |  | 0 | 0.55 | 0.55
4 | 29 | 20 | 2853 | Sunday |  |  |  | 0 | 0.35 | 0.35
4 | 29 | 21 | 2854 | Sunday |  |  |  | 0 | 0.2 | 0.2
4 | 29 | 22 | 2855 | Sunday |  |  |  | 0 | 0.2 | 0.2
4 | 29 | 23 | 2856 | Sunday |  |  |  | 0 | 0.2 | 0.2
4 | 30 | 0 | 2857 | Yes |  |  |  | 0 | 0.2 | 0.2
4 | 30 | 1 | 2858 | Yes |  |  |  | 0 | 0.2 | 0.2
4 | 30 | 2 | 2859 | Yes |  |  |  | 0 | 0.2 | 0.2
4 | 30 | 3 | 2860 | Yes |  |  |  | 0 | 0.2 | 0.2
4 | 30 | 4 | 2861 | Yes |  |  |  | 0 | 0.3 | 0.3
4 | 30 | 5 | 2862 | Yes |  |  |  | 0 | 0.45 | 0.45
4 | 30 | 6 | 2863 | Yes |  |  |  | 0 | 0.58 | 0.58
4 | 30 | 7 | 2864 | Yes |  |  |  | 0 | 0.7 | 0.7
4 | 30 | 8 | 2865 | Yes |  |  |  | 0 | 0.85 | 0.85
4 | 30 | 9 | 2866 | Yes |  |  |  | 0 | 1.03 | 1.03
4 | 30 | 10 | 2867 | Yes |  |  |  | 0 | 0.99 | 0.99
4 | 30 | 11 | 2868 | Yes |  |  |  | 0 | 0.92 | 0.92
4 | 30 | 12 | 2869 | Yes |  |  |  | 0 | 0.95 | 0.95
4 | 30 | 13 | 2870 | Yes |  |  |  | 0 | 1 | 1
4 | 30 | 14 | 2871 | Yes |  |  |  | 0 | 1.02 | 1.02
4 | 30 | 15 | 2872 | Yes |  |  |  | 0 | 1.03 | 1.03
4 | 30 | 16 | 2873 | Yes |  |  |  | 0 | 1.05 | 1.05
4 | 30 | 17 | 2874 | Yes |  |  |  | 0 | 0.85 | 0.85
4 | 30 | 18 | 2875 | Yes |  |  |  | 0 | 0.7 | 0.7
4 | 30 | 19 | 2876 | Yes |  |  |  | 0 | 0.55 | 0.55
4 | 30 | 20 | 2877 | Yes |  |  |  | 0 | 0.35 | 0.35
4 | 30 | 21 | 2878 | Yes |  |  |  | 0 | 0.2 | 0.2
4 | 30 | 22 | 2879 | Yes |  |  |  | 0 | 0.2 | 0.2
4 | 30 | 23 | 2880 | Yes |  |  |  | 0 | 0.2 | 0.2
5 | 1 | 0 | 2881 | Sunday |  |  |  | 0 | 0.2 | 0.2
5 | 1 | 1 | 2882 | Sunday |  |  |  | 0 | 0.2 | 0.2
5 | 1 | 2 | 2883 | Sunday |  |  |  | 0 | 0.2 | 0.2
5 | 1 | 3 | 2884 | Sunday |  |  |  | 0 | 0.2 | 0.2
5 | 1 | 4 | 2885 | Sunday |  |  |  | 0 | 0.3 | 0.3
5 | 1 | 5 | 2886 | Sunday |  |  |  | 0 | 0.45 | 0.45
5 | 1 | 6 | 2887 | Sunday |  |  |  | 0 | 0.58 | 0.58
5 | 1 | 7 | 2888 | Sunday |  |  |  | 0 | 0.7 | 0.7
5 | 1 | 8 | 2889 | Sunday |  |  |  | 0 | 0.85 | 0.85
5 | 1 | 9 | 2890 | Sunday |  |  |  | 0 | 1.03 | 1.03
5 | 1 | 10 | 2891 | Sunday |  |  |  | 0 | 0.99 | 0.99
5 | 1 | 11 | 2892 | Sunday |  |  |  | 0 | 0.92 | 0.92
5 | 1 | 12 | 2893 | Sunday |  |  |  | 0 | 0.95 | 0.95
5 | 1 | 13 | 2894 | Sunday |  |  |  | 0 | 1 | 1
5 | 1 | 14 | 2895 | Sunday |  |  |  | 0 | 1.02 | 1.02
5 | 1 | 15 | 2896 | Sunday |  |  |  | 0 | 1.03 | 1.03
5 | 1 | 16 | 2897 | Sunday |  |  |  | 0 | 1.05 | 1.05
5 | 1 | 17 | 2898 | Sunday |  |  |  | 0 | 0.85 | 0.85
5 | 1 | 18 | 2899 | Sunday |  |  |  | 0 | 0.7 | 0.7
5 | 1 | 19 | 2900 | Sunday |  |  |  | 0 | 0.55 | 0.55
5 | 1 | 20 | 2901 | Sunday |  |  |  | 0 | 0.35 | 0.35
5 | 1 | 21 | 2902 | Sunday |  |  |  | 0 | 0.2 | 0.2
5 | 1 | 22 | 2903 | Sunday |  |  |  | 0 | 0.2 | 0.2
5 | 1 | 23 | 2904 | Sunday |  |  |  | 0 | 0.2 | 0.2
5 | 2 | 0 | 2905 | Yes |  |  |  | 0 | 0.2 | 0.2
5 | 2 | 1 | 2906 | Yes |  |  |  | 0 | 0.2 | 0.2
5 | 2 | 2 | 2907 | Yes |  |  |  | 0 | 0.2 | 0.2
5 | 2 | 3 | 2908 | Yes |  |  |  | 0 | 0.2 | 0.2
5 | 2 | 4 | 2909 | Yes |  |  |  | 0 | 0.3 | 0.3
5 | 2 | 5 | 2910 | Yes |  |  |  | 0 | 0.45 | 0.45
5 | 2 | 6 | 2911 | Yes |  |  |  | 0 | 0.58 | 0.58
5 | 2 | 7 | 2912 | Yes |  |  |  | 0 | 0.7 | 0.7
5 | 2 | 8 | 2913 | Yes |  |  |  | 0 | 0.85 | 0.85
5 | 2 | 9 | 2914 | Yes |  |  |  | 0 | 1.03 | 1.03
5 | 2 | 10 | 2915 | Yes |  |  |  | 0 | 0.99 | 0.99
5 | 2 | 11 | 2916 | Yes |  |  |  | 0 | 0.92 | 0.92
5 | 2 | 12 | 2917 | Yes |  |  |  | 0 | 0.95 | 0.95
5 | 2 | 13 | 2918 | Yes |  |  |  | 0 | 1 | 1
5 | 2 | 14 | 2919 | Yes |  |  |  | 0 | 1.02 | 1.02
5 | 2 | 15 | 2920 | Yes |  |  |  | 0 | 1.03 | 1.03
5 | 2 | 16 | 2921 | Yes |  |  |  | 0 | 1.05 | 1.05
5 | 2 | 17 | 2922 | Yes |  |  |  | 0 | 0.85 | 0.85
5 | 2 | 18 | 2923 | Yes |  |  |  | 0 | 0.7 | 0.7
5 | 2 | 19 | 2924 | Yes |  |  |  | 0 | 0.55 | 0.55
5 | 2 | 20 | 2925 | Yes |  |  |  | 0 | 0.35 | 0.35
5 | 2 | 21 | 2926 | Yes |  |  |  | 0 | 0.2 | 0.2
5 | 2 | 22 | 2927 | Yes |  |  |  | 0 | 0.2 | 0.2
5 | 2 | 23 | 2928 | Yes |  |  |  | 0 | 0.2 | 0.2
5 | 3 | 0 | 2929 | Yes |  |  |  | 0 | 0.2 | 0.2
5 | 3 | 1 | 2930 | Yes |  |  |  | 0 | 0.2 | 0.2
5 | 3 | 2 | 2931 | Yes |  |  |  | 0 | 0.2 | 0.2
5 | 3 | 3 | 2932 | Yes |  |  |  | 0 | 0.2 | 0.2
5 | 3 | 4 | 2933 | Yes |  |  |  | 0 | 0.3 | 0.3
5 | 3 | 5 | 2934 | Yes |  |  |  | 0 | 0.45 | 0.45
5 | 3 | 6 | 2935 | Yes |  |  |  | 0 | 0.58 | 0.58
5 | 3 | 7 | 2936 | Yes |  |  |  | 0 | 0.7 | 0.7
5 | 3 | 8 | 2937 | Yes |  |  |  | 0 | 0.85 | 0.85
5 | 3 | 9 | 2938 | Yes |  |  |  | 0 | 1.03 | 1.03
5 | 3 | 10 | 2939 | Yes |  |  |  | 0 | 0.99 | 0.99
5 | 3 | 11 | 2940 | Yes |  |  |  | 0 | 0.92 | 0.92
5 | 3 | 12 | 2941 | Yes |  |  |  | 0 | 0.95 | 0.95
5 | 3 | 13 | 2942 | Yes |  |  |  | 0 | 1 | 1
5 | 3 | 14 | 2943 | Yes |  |  |  | 0 | 1.02 | 1.02
5 | 3 | 15 | 2944 | Yes |  |  |  | 0 | 1.03 | 1.03
5 | 3 | 16 | 2945 | Yes |  |  |  | 0 | 1.05 | 1.05
5 | 3 | 17 | 2946 | Yes |  |  |  | 0 | 0.85 | 0.85
5 | 3 | 18 | 2947 | Yes |  |  |  | 0 | 0.7 | 0.7
5 | 3 | 19 | 2948 | Yes |  |  |  | 0 | 0.55 | 0.55
5 | 3 | 20 | 2949 | Yes |  |  |  | 0 | 0.35 | 0.35
5 | 3 | 21 | 2950 | Yes |  |  |  | 0 | 0.2 | 0.2
5 | 3 | 22 | 2951 | Yes |  |  |  | 0 | 0.2 | 0.2
5 | 3 | 23 | 2952 | Yes |  |  |  | 0 | 0.2 | 0.2
5 | 4 | 0 | 2953 | Yes |  |  |  | 0 | 0.2 | 0.2
5 | 4 | 1 | 2954 | Yes |  |  |  | 0 | 0.2 | 0.2
5 | 4 | 2 | 2955 | Yes |  |  |  | 0 | 0.2 | 0.2
5 | 4 | 3 | 2956 | Yes |  |  |  | 0 | 0.2 | 0.2
5 | 4 | 4 | 2957 | Yes |  |  |  | 0 | 0.3 | 0.3
5 | 4 | 5 | 2958 | Yes |  |  |  | 0 | 0.45 | 0.45
5 | 4 | 6 | 2959 | Yes |  |  |  | 0 | 0.58 | 0.58
5 | 4 | 7 | 2960 | Yes |  |  |  | 0 | 0.7 | 0.7
5 | 4 | 8 | 2961 | Yes |  |  |  | 0 | 0.85 | 0.85
5 | 4 | 9 | 2962 | Yes |  |  |  | 0 | 1.03 | 1.03
5 | 4 | 10 | 2963 | Yes |  |  |  | 0 | 0.99 | 0.99
5 | 4 | 11 | 2964 | Yes |  |  |  | 0 | 0.92 | 0.92
5 | 4 | 12 | 2965 | Yes |  |  |  | 0 | 0.95 | 0.95
5 | 4 | 13 | 2966 | Yes |  |  |  | 0 | 1 | 1
5 | 4 | 14 | 2967 | Yes |  |  |  | 0 | 1.02 | 1.02
5 | 4 | 15 | 2968 | Yes |  |  |  | 0 | 1.03 | 1.03
5 | 4 | 16 | 2969 | Yes |  |  |  | 0 | 1.05 | 1.05
5 | 4 | 17 | 2970 | Yes |  |  |  | 0 | 0.85 | 0.85
5 | 4 | 18 | 2971 | Yes |  |  |  | 0 | 0.7 | 0.7
5 | 4 | 19 | 2972 | Yes |  |  |  | 0 | 0.55 | 0.55
5 | 4 | 20 | 2973 | Yes |  |  |  | 0 | 0.35 | 0.35
5 | 4 | 21 | 2974 | Yes |  |  |  | 0 | 0.2 | 0.2
5 | 4 | 22 | 2975 | Yes |  |  |  | 0 | 0.2 | 0.2
5 | 4 | 23 | 2976 | Yes |  |  |  | 0 | 0.2 | 0.2
5 | 5 | 0 | 2977 | Yes |  |  |  | 0 | 0.2 | 0.2
5 | 5 | 1 | 2978 | Yes |  |  |  | 0 | 0.2 | 0.2
5 | 5 | 2 | 2979 | Yes |  |  |  | 0 | 0.2 | 0.2
5 | 5 | 3 | 2980 | Yes |  |  |  | 0 | 0.2 | 0.2
5 | 5 | 4 | 2981 | Yes |  |  |  | 0 | 0.3 | 0.3
5 | 5 | 5 | 2982 | Yes |  |  |  | 0 | 0.45 | 0.45
5 | 5 | 6 | 2983 | Yes |  |  |  | 0 | 0.58 | 0.58
5 | 5 | 7 | 2984 | Yes |  |  |  | 0 | 0.7 | 0.7
5 | 5 | 8 | 2985 | Yes |  |  |  | 0 | 0.85 | 0.85
5 | 5 | 9 | 2986 | Yes |  |  |  | 0 | 1.03 | 1.03
5 | 5 | 10 | 2987 | Yes |  |  |  | 0 | 0.99 | 0.99
5 | 5 | 11 | 2988 | Yes |  |  |  | 0 | 0.92 | 0.92
5 | 5 | 12 | 2989 | Yes |  |  |  | 0 | 0.95 | 0.95
5 | 5 | 13 | 2990 | Yes |  |  |  | 0 | 1 | 1
5 | 5 | 14 | 2991 | Yes |  |  |  | 0 | 1.02 | 1.02
5 | 5 | 15 | 2992 | Yes |  |  |  | 0 | 1.03 | 1.03
5 | 5 | 16 | 2993 | Yes |  |  |  | 0 | 1.05 | 1.05
5 | 5 | 17 | 2994 | Yes |  |  |  | 0 | 0.85 | 0.85
5 | 5 | 18 | 2995 | Yes |  |  |  | 0 | 0.7 | 0.7
5 | 5 | 19 | 2996 | Yes |  |  |  | 0 | 0.55 | 0.55
5 | 5 | 20 | 2997 | Yes |  |  |  | 0 | 0.35 | 0.35
5 | 5 | 21 | 2998 | Yes |  |  |  | 0 | 0.2 | 0.2
5 | 5 | 22 | 2999 | Yes |  |  |  | 0 | 0.2 | 0.2
5 | 5 | 23 | 3000 | Yes |  |  |  | 0 | 0.2 | 0.2
5 | 6 | 0 | 3001 | Yes |  |  |  | 0 | 0.2 | 0.2
5 | 6 | 1 | 3002 | Yes |  |  |  | 0 | 0.2 | 0.2
5 | 6 | 2 | 3003 | Yes |  |  |  | 0 | 0.2 | 0.2
5 | 6 | 3 | 3004 | Yes |  |  |  | 0 | 0.2 | 0.2
5 | 6 | 4 | 3005 | Yes |  |  |  | 0 | 0.3 | 0.3
5 | 6 | 5 | 3006 | Yes |  |  |  | 0 | 0.45 | 0.45
5 | 6 | 6 | 3007 | Yes |  |  |  | 0 | 0.58 | 0.58
5 | 6 | 7 | 3008 | Yes |  |  |  | 0 | 0.7 | 0.7
5 | 6 | 8 | 3009 | Yes |  |  |  | 0 | 0.85 | 0.85
5 | 6 | 9 | 3010 | Yes |  |  |  | 0 | 1.03 | 1.03
5 | 6 | 10 | 3011 | Yes |  |  |  | 0 | 0.99 | 0.99
5 | 6 | 11 | 3012 | Yes |  |  |  | 0 | 0.92 | 0.92
5 | 6 | 12 | 3013 | Yes |  |  |  | 0 | 0.95 | 0.95
5 | 6 | 13 | 3014 | Yes |  |  |  | 0 | 1 | 1
5 | 6 | 14 | 3015 | Yes |  |  |  | 0 | 1.02 | 1.02
5 | 6 | 15 | 3016 | Yes |  |  |  | 0 | 1.03 | 1.03
5 | 6 | 16 | 3017 | Yes |  |  |  | 0 | 1.05 | 1.05
5 | 6 | 17 | 3018 | Yes |  |  |  | 0 | 0.85 | 0.85
5 | 6 | 18 | 3019 | Yes |  |  |  | 0 | 0.7 | 0.7
5 | 6 | 19 | 3020 | Yes |  |  |  | 0 | 0.55 | 0.55
5 | 6 | 20 | 3021 | Yes |  |  |  | 0 | 0.35 | 0.35
5 | 6 | 21 | 3022 | Yes |  |  |  | 0 | 0.2 | 0.2
5 | 6 | 22 | 3023 | Yes |  |  |  | 0 | 0.2 | 0.2
5 | 6 | 23 | 3024 | Yes |  |  |  | 0 | 0.2 | 0.2
5 | 7 | 0 | 3025 | Saturday |  |  |  | 0 | 0.2 | 0.2
5 | 7 | 1 | 3026 | Saturday |  |  |  | 0 | 0.2 | 0.2
5 | 7 | 2 | 3027 | Saturday |  |  |  | 0 | 0.2 | 0.2
5 | 7 | 3 | 3028 | Saturday |  |  |  | 0 | 0.2 | 0.2
5 | 7 | 4 | 3029 | Saturday |  |  |  | 0 | 0.3 | 0.3
5 | 7 | 5 | 3030 | Saturday |  |  |  | 0 | 0.45 | 0.45
5 | 7 | 6 | 3031 | Saturday |  |  |  | 0 | 0.58 | 0.58
5 | 7 | 7 | 3032 | Saturday |  |  |  | 0 | 0.7 | 0.7
5 | 7 | 8 | 3033 | Saturday |  |  |  | 0 | 0.85 | 0.85
5 | 7 | 9 | 3034 | Saturday |  |  |  | 0 | 1.03 | 1.03
5 | 7 | 10 | 3035 | Saturday |  |  |  | 0 | 0.99 | 0.99
5 | 7 | 11 | 3036 | Saturday |  |  |  | 0 | 0.92 | 0.92
5 | 7 | 12 | 3037 | Saturday |  |  |  | 0 | 0.95 | 0.95
5 | 7 | 13 | 3038 | Saturday |  |  |  | 0 | 1 | 1
5 | 7 | 14 | 3039 | Saturday |  |  |  | 0 | 1.02 | 1.02
5 | 7 | 15 | 3040 | Saturday |  |  |  | 0 | 1.03 | 1.03
5 | 7 | 16 | 3041 | Saturday |  |  |  | 0 | 1.05 | 1.05
5 | 7 | 17 | 3042 | Saturday |  |  |  | 0 | 0.85 | 0.85
5 | 7 | 18 | 3043 | Saturday |  |  |  | 0 | 0.7 | 0.7
5 | 7 | 19 | 3044 | Saturday |  |  |  | 0 | 0.55 | 0.55
5 | 7 | 20 | 3045 | Saturday |  |  |  | 0 | 0.35 | 0.35
5 | 7 | 21 | 3046 | Saturday |  |  |  | 0 | 0.2 | 0.2
5 | 7 | 22 | 3047 | Saturday |  |  |  | 0 | 0.2 | 0.2
5 | 7 | 23 | 3048 | Saturday |  |  |  | 0 | 0.2 | 0.2
5 | 8 | 0 | 3049 | Sunday |  |  |  | 0 | 0.2 | 0.2
5 | 8 | 1 | 3050 | Sunday |  |  |  | 0 | 0.2 | 0.2
5 | 8 | 2 | 3051 | Sunday |  |  |  | 0 | 0.2 | 0.2
5 | 8 | 3 | 3052 | Sunday |  |  |  | 0 | 0.2 | 0.2
5 | 8 | 4 | 3053 | Sunday |  |  |  | 0 | 0.3 | 0.3
5 | 8 | 5 | 3054 | Sunday |  |  |  | 0 | 0.45 | 0.45
5 | 8 | 6 | 3055 | Sunday |  |  |  | 0 | 0.58 | 0.58
5 | 8 | 7 | 3056 | Sunday |  |  |  | 0 | 0.7 | 0.7
5 | 8 | 8 | 3057 | Sunday |  |  |  | 0 | 0.85 | 0.85
5 | 8 | 9 | 3058 | Sunday |  |  |  | 0 | 1.03 | 1.03
5 | 8 | 10 | 3059 | Sunday |  |  |  | 0 | 0.99 | 0.99
5 | 8 | 11 | 3060 | Sunday |  |  |  | 0 | 0.92 | 0.92
5 | 8 | 12 | 3061 | Sunday |  |  |  | 0 | 0.95 | 0.95
5 | 8 | 13 | 3062 | Sunday |  |  |  | 0 | 1 | 1
5 | 8 | 14 | 3063 | Sunday |  |  |  | 0 | 1.02 | 1.02
5 | 8 | 15 | 3064 | Sunday |  |  |  | 0 | 1.03 | 1.03
5 | 8 | 16 | 3065 | Sunday |  |  |  | 0 | 1.05 | 1.05
5 | 8 | 17 | 3066 | Sunday |  |  |  | 0 | 0.85 | 0.85
5 | 8 | 18 | 3067 | Sunday |  |  |  | 0 | 0.7 | 0.7
5 | 8 | 19 | 3068 | Sunday |  |  |  | 0 | 0.55 | 0.55
5 | 8 | 20 | 3069 | Sunday |  |  |  | 0 | 0.35 | 0.35
5 | 8 | 21 | 3070 | Sunday |  |  |  | 0 | 0.2 | 0.2
5 | 8 | 22 | 3071 | Sunday |  |  |  | 0 | 0.2 | 0.2
5 | 8 | 23 | 3072 | Sunday |  |  |  | 0 | 0.2 | 0.2
5 | 9 | 0 | 3073 | Yes |  |  |  | 0 | 0.2 | 0.2
5 | 9 | 1 | 3074 | Yes |  |  |  | 0 | 0.2 | 0.2
5 | 9 | 2 | 3075 | Yes |  |  |  | 0 | 0.2 | 0.2
5 | 9 | 3 | 3076 | Yes |  |  |  | 0 | 0.2 | 0.2
5 | 9 | 4 | 3077 | Yes |  |  |  | 0 | 0.3 | 0.3
5 | 9 | 5 | 3078 | Yes |  |  |  | 0 | 0.45 | 0.45
5 | 9 | 6 | 3079 | Yes |  |  |  | 0 | 0.58 | 0.58
5 | 9 | 7 | 3080 | Yes |  |  |  | 0 | 0.7 | 0.7
5 | 9 | 8 | 3081 | Yes |  |  |  | 0 | 0.85 | 0.85
5 | 9 | 9 | 3082 | Yes |  |  |  | 0 | 1.03 | 1.03
5 | 9 | 10 | 3083 | Yes |  |  |  | 0 | 0.99 | 0.99
5 | 9 | 11 | 3084 | Yes |  |  |  | 0 | 0.92 | 0.92
5 | 9 | 12 | 3085 | Yes |  |  |  | 0 | 0.95 | 0.95
5 | 9 | 13 | 3086 | Yes |  |  |  | 0 | 1 | 1
5 | 9 | 14 | 3087 | Yes |  |  |  | 0 | 1.02 | 1.02
5 | 9 | 15 | 3088 | Yes |  |  |  | 0 | 1.03 | 1.03
5 | 9 | 16 | 3089 | Yes |  |  |  | 0 | 1.05 | 1.05
5 | 9 | 17 | 3090 | Yes |  |  |  | 0 | 0.85 | 0.85
5 | 9 | 18 | 3091 | Yes |  |  |  | 0 | 0.7 | 0.7
5 | 9 | 19 | 3092 | Yes |  |  |  | 0 | 0.55 | 0.55
5 | 9 | 20 | 3093 | Yes |  |  |  | 0 | 0.35 | 0.35
5 | 9 | 21 | 3094 | Yes |  |  |  | 0 | 0.2 | 0.2
5 | 9 | 22 | 3095 | Yes |  |  |  | 0 | 0.2 | 0.2
5 | 9 | 23 | 3096 | Yes |  |  |  | 0 | 0.2 | 0.2
5 | 10 | 0 | 3097 | Yes |  |  |  | 0 | 0.2 | 0.2
5 | 10 | 1 | 3098 | Yes |  |  |  | 0 | 0.2 | 0.2
5 | 10 | 2 | 3099 | Yes |  |  |  | 0 | 0.2 | 0.2
5 | 10 | 3 | 3100 | Yes |  |  |  | 0 | 0.2 | 0.2
5 | 10 | 4 | 3101 | Yes |  |  |  | 0 | 0.3 | 0.3
5 | 10 | 5 | 3102 | Yes |  |  |  | 0 | 0.45 | 0.45
5 | 10 | 6 | 3103 | Yes |  |  |  | 0 | 0.58 | 0.58
5 | 10 | 7 | 3104 | Yes |  |  |  | 0 | 0.7 | 0.7
5 | 10 | 8 | 3105 | Yes |  |  |  | 0 | 0.85 | 0.85
5 | 10 | 9 | 3106 | Yes |  |  |  | 0 | 1.03 | 1.03
5 | 10 | 10 | 3107 | Yes |  |  |  | 0 | 0.99 | 0.99
5 | 10 | 11 | 3108 | Yes |  |  |  | 0 | 0.92 | 0.92
5 | 10 | 12 | 3109 | Yes |  |  |  | 0 | 0.95 | 0.95
5 | 10 | 13 | 3110 | Yes |  |  |  | 0 | 1 | 1
5 | 10 | 14 | 3111 | Yes |  |  |  | 0 | 1.02 | 1.02
5 | 10 | 15 | 3112 | Yes |  |  |  | 0 | 1.03 | 1.03
5 | 10 | 16 | 3113 | Yes |  |  |  | 0 | 1.05 | 1.05
5 | 10 | 17 | 3114 | Yes |  |  |  | 0 | 0.85 | 0.85
5 | 10 | 18 | 3115 | Yes |  |  |  | 0 | 0.7 | 0.7
5 | 10 | 19 | 3116 | Yes |  |  |  | 0 | 0.55 | 0.55
5 | 10 | 20 | 3117 | Yes |  |  |  | 0 | 0.35 | 0.35
5 | 10 | 21 | 3118 | Yes |  |  |  | 0 | 0.2 | 0.2
5 | 10 | 22 | 3119 | Yes |  |  |  | 0 | 0.2 | 0.2
5 | 10 | 23 | 3120 | Yes |  |  |  | 0 | 0.2 | 0.2
5 | 11 | 0 | 3121 | Yes |  |  |  | 0 | 0.2 | 0.2
5 | 11 | 1 | 3122 | Yes |  |  |  | 0 | 0.2 | 0.2
5 | 11 | 2 | 3123 | Yes |  |  |  | 0 | 0.2 | 0.2
5 | 11 | 3 | 3124 | Yes |  |  |  | 0 | 0.2 | 0.2
5 | 11 | 4 | 3125 | Yes |  |  |  | 0 | 0.3 | 0.3
5 | 11 | 5 | 3126 | Yes |  |  |  | 0 | 0.45 | 0.45
5 | 11 | 6 | 3127 | Yes |  |  |  | 0 | 0.58 | 0.58
5 | 11 | 7 | 3128 | Yes |  |  |  | 0 | 0.7 | 0.7
5 | 11 | 8 | 3129 | Yes |  |  |  | 0 | 0.85 | 0.85
5 | 11 | 9 | 3130 | Yes |  |  |  | 0 | 1.03 | 1.03
5 | 11 | 10 | 3131 | Yes |  |  |  | 0 | 0.99 | 0.99
5 | 11 | 11 | 3132 | Yes |  |  |  | 0 | 0.92 | 0.92
5 | 11 | 12 | 3133 | Yes |  |  |  | 0 | 0.95 | 0.95
5 | 11 | 13 | 3134 | Yes |  |  |  | 0 | 1 | 1
5 | 11 | 14 | 3135 | Yes |  |  |  | 0 | 1.02 | 1.02
5 | 11 | 15 | 3136 | Yes |  |  |  | 0 | 1.03 | 1.03
5 | 11 | 16 | 3137 | Yes |  |  |  | 0 | 1.05 | 1.05
5 | 11 | 17 | 3138 | Yes |  |  |  | 0 | 0.85 | 0.85
5 | 11 | 18 | 3139 | Yes |  |  |  | 0 | 0.7 | 0.7
5 | 11 | 19 | 3140 | Yes |  |  |  | 0 | 0.55 | 0.55
5 | 11 | 20 | 3141 | Yes |  |  |  | 0 | 0.35 | 0.35
5 | 11 | 21 | 3142 | Yes |  |  |  | 0 | 0.2 | 0.2
5 | 11 | 22 | 3143 | Yes |  |  |  | 0 | 0.2 | 0.2
5 | 11 | 23 | 3144 | Yes |  |  |  | 0 | 0.2 | 0.2
5 | 12 | 0 | 3145 | Yes |  |  |  | 0 | 0.2 | 0.2
5 | 12 | 1 | 3146 | Yes |  |  |  | 0 | 0.2 | 0.2
5 | 12 | 2 | 3147 | Yes |  |  |  | 0 | 0.2 | 0.2
5 | 12 | 3 | 3148 | Yes |  |  |  | 0 | 0.2 | 0.2
5 | 12 | 4 | 3149 | Yes |  |  |  | 0 | 0.3 | 0.3
5 | 12 | 5 | 3150 | Yes |  |  |  | 0 | 0.45 | 0.45
5 | 12 | 6 | 3151 | Yes |  |  |  | 0 | 0.58 | 0.58
5 | 12 | 7 | 3152 | Yes |  |  |  | 0 | 0.7 | 0.7
5 | 12 | 8 | 3153 | Yes |  |  |  | 0 | 0.85 | 0.85
5 | 12 | 9 | 3154 | Yes |  |  |  | 0 | 1.03 | 1.03
5 | 12 | 10 | 3155 | Yes |  |  |  | 0 | 0.99 | 0.99
5 | 12 | 11 | 3156 | Yes |  |  |  | 0 | 0.92 | 0.92
5 | 12 | 12 | 3157 | Yes |  |  |  | 0 | 0.95 | 0.95
5 | 12 | 13 | 3158 | Yes |  |  |  | 0 | 1 | 1
5 | 12 | 14 | 3159 | Yes |  |  |  | 0 | 1.02 | 1.02
5 | 12 | 15 | 3160 | Yes |  |  |  | 0 | 1.03 | 1.03
5 | 12 | 16 | 3161 | Yes |  |  |  | 0 | 1.05 | 1.05
5 | 12 | 17 | 3162 | Yes |  |  |  | 0 | 0.85 | 0.85
5 | 12 | 18 | 3163 | Yes |  |  |  | 0 | 0.7 | 0.7
5 | 12 | 19 | 3164 | Yes |  |  |  | 0 | 0.55 | 0.55
5 | 12 | 20 | 3165 | Yes |  |  |  | 0 | 0.35 | 0.35
5 | 12 | 21 | 3166 | Yes |  |  |  | 0 | 0.2 | 0.2
5 | 12 | 22 | 3167 | Yes |  |  |  | 0 | 0.2 | 0.2
5 | 12 | 23 | 3168 | Yes |  |  |  | 0 | 0.2 | 0.2
5 | 13 | 0 | 3169 | Yes |  |  |  | 0 | 0.2 | 0.2
5 | 13 | 1 | 3170 | Yes |  |  |  | 0 | 0.2 | 0.2
5 | 13 | 2 | 3171 | Yes |  |  |  | 0 | 0.2 | 0.2
5 | 13 | 3 | 3172 | Yes |  |  |  | 0 | 0.2 | 0.2
5 | 13 | 4 | 3173 | Yes |  |  |  | 0 | 0.3 | 0.3
5 | 13 | 5 | 3174 | Yes |  |  |  | 0 | 0.45 | 0.45
5 | 13 | 6 | 3175 | Yes |  |  |  | 0 | 0.58 | 0.58
5 | 13 | 7 | 3176 | Yes |  |  |  | 0 | 0.7 | 0.7
5 | 13 | 8 | 3177 | Yes |  |  |  | 0 | 0.85 | 0.85
5 | 13 | 9 | 3178 | Yes |  |  |  | 0 | 1.03 | 1.03
5 | 13 | 10 | 3179 | Yes |  |  |  | 0 | 0.99 | 0.99
5 | 13 | 11 | 3180 | Yes |  |  |  | 0 | 0.92 | 0.92
5 | 13 | 12 | 3181 | Yes |  |  |  | 0 | 0.95 | 0.95
5 | 13 | 13 | 3182 | Yes |  |  |  | 0 | 1 | 1
5 | 13 | 14 | 3183 | Yes |  |  |  | 0 | 1.02 | 1.02
5 | 13 | 15 | 3184 | Yes |  |  |  | 0 | 1.03 | 1.03
5 | 13 | 16 | 3185 | Yes |  |  |  | 0 | 1.05 | 1.05
5 | 13 | 17 | 3186 | Yes |  |  |  | 0 | 0.85 | 0.85
5 | 13 | 18 | 3187 | Yes |  |  |  | 0 | 0.7 | 0.7
5 | 13 | 19 | 3188 | Yes |  |  |  | 0 | 0.55 | 0.55
5 | 13 | 20 | 3189 | Yes |  |  |  | 0 | 0.35 | 0.35
5 | 13 | 21 | 3190 | Yes |  |  |  | 0 | 0.2 | 0.2
5 | 13 | 22 | 3191 | Yes |  |  |  | 0 | 0.2 | 0.2
5 | 13 | 23 | 3192 | Yes |  |  |  | 0 | 0.2 | 0.2
5 | 14 | 0 | 3193 | Saturday |  |  |  | 0 | 0.2 | 0.2
5 | 14 | 1 | 3194 | Saturday |  |  |  | 0 | 0.2 | 0.2
5 | 14 | 2 | 3195 | Saturday |  |  |  | 0 | 0.2 | 0.2
5 | 14 | 3 | 3196 | Saturday |  |  |  | 0 | 0.2 | 0.2
5 | 14 | 4 | 3197 | Saturday |  |  |  | 0 | 0.3 | 0.3
5 | 14 | 5 | 3198 | Saturday |  |  |  | 0 | 0.45 | 0.45
5 | 14 | 6 | 3199 | Saturday |  |  |  | 0 | 0.58 | 0.58
5 | 14 | 7 | 3200 | Saturday |  |  |  | 0 | 0.7 | 0.7
5 | 14 | 8 | 3201 | Saturday |  |  |  | 0 | 0.85 | 0.85
5 | 14 | 9 | 3202 | Saturday |  |  |  | 0 | 1.03 | 1.03
5 | 14 | 10 | 3203 | Saturday |  |  |  | 0 | 0.99 | 0.99
5 | 14 | 11 | 3204 | Saturday |  |  |  | 0 | 0.92 | 0.92
5 | 14 | 12 | 3205 | Saturday |  |  |  | 0 | 0.95 | 0.95
5 | 14 | 13 | 3206 | Saturday |  |  |  | 0 | 1 | 1
5 | 14 | 14 | 3207 | Saturday |  |  |  | 0 | 1.02 | 1.02
5 | 14 | 15 | 3208 | Saturday |  |  |  | 0 | 1.03 | 1.03
5 | 14 | 16 | 3209 | Saturday |  |  |  | 0 | 1.05 | 1.05
5 | 14 | 17 | 3210 | Saturday |  |  |  | 0 | 0.85 | 0.85
5 | 14 | 18 | 3211 | Saturday |  |  |  | 0 | 0.7 | 0.7
5 | 14 | 19 | 3212 | Saturday |  |  |  | 0 | 0.55 | 0.55
5 | 14 | 20 | 3213 | Saturday |  |  |  | 0 | 0.35 | 0.35
5 | 14 | 21 | 3214 | Saturday |  |  |  | 0 | 0.2 | 0.2
5 | 14 | 22 | 3215 | Saturday |  |  |  | 0 | 0.2 | 0.2
5 | 14 | 23 | 3216 | Saturday |  |  |  | 0 | 0.2 | 0.2
5 | 15 | 0 | 3217 | Sunday |  |  |  | 0 | 0.2 | 0.2
5 | 15 | 1 | 3218 | Sunday |  |  |  | 0 | 0.2 | 0.2
5 | 15 | 2 | 3219 | Sunday |  |  |  | 0 | 0.2 | 0.2
5 | 15 | 3 | 3220 | Sunday |  |  |  | 0 | 0.2 | 0.2
5 | 15 | 4 | 3221 | Sunday |  |  |  | 0 | 0.3 | 0.3
5 | 15 | 5 | 3222 | Sunday |  |  |  | 0 | 0.45 | 0.45
5 | 15 | 6 | 3223 | Sunday |  |  |  | 0 | 0.58 | 0.58
5 | 15 | 7 | 3224 | Sunday |  |  |  | 0 | 0.7 | 0.7
5 | 15 | 8 | 3225 | Sunday |  |  |  | 0 | 0.85 | 0.85
5 | 15 | 9 | 3226 | Sunday |  |  |  | 0 | 1.03 | 1.03
5 | 15 | 10 | 3227 | Sunday |  |  |  | 0 | 0.99 | 0.99
5 | 15 | 11 | 3228 | Sunday |  |  |  | 0 | 0.92 | 0.92
5 | 15 | 12 | 3229 | Sunday |  |  |  | 0 | 0.95 | 0.95
5 | 15 | 13 | 3230 | Sunday |  |  |  | 0 | 1 | 1
5 | 15 | 14 | 3231 | Sunday |  |  |  | 0 | 1.02 | 1.02
5 | 15 | 15 | 3232 | Sunday |  |  |  | 0 | 1.03 | 1.03
5 | 15 | 16 | 3233 | Sunday |  |  |  | 0 | 1.05 | 1.05
5 | 15 | 17 | 3234 | Sunday |  |  |  | 0 | 0.85 | 0.85
5 | 15 | 18 | 3235 | Sunday |  |  |  | 0 | 0.7 | 0.7
5 | 15 | 19 | 3236 | Sunday |  |  |  | 0 | 0.55 | 0.55
5 | 15 | 20 | 3237 | Sunday |  |  |  | 0 | 0.35 | 0.35
5 | 15 | 21 | 3238 | Sunday |  |  |  | 0 | 0.2 | 0.2
5 | 15 | 22 | 3239 | Sunday |  |  |  | 0 | 0.2 | 0.2
5 | 15 | 23 | 3240 | Sunday |  |  |  | 0 | 0.2 | 0.2
5 | 16 | 0 | 3241 | Yes |  |  |  | 0 | 0.2 | 0.2
5 | 16 | 1 | 3242 | Yes |  |  |  | 0 | 0.2 | 0.2
5 | 16 | 2 | 3243 | Yes |  |  |  | 0 | 0.2 | 0.2
5 | 16 | 3 | 3244 | Yes |  |  |  | 0 | 0.2 | 0.2
5 | 16 | 4 | 3245 | Yes |  |  |  | 0 | 0.3 | 0.3
5 | 16 | 5 | 3246 | Yes |  |  |  | 0 | 0.45 | 0.45
5 | 16 | 6 | 3247 | Yes |  |  |  | 0 | 0.58 | 0.58
5 | 16 | 7 | 3248 | Yes |  |  |  | 0 | 0.7 | 0.7
5 | 16 | 8 | 3249 | Yes |  |  |  | 0 | 0.85 | 0.85
5 | 16 | 9 | 3250 | Yes |  |  |  | 0 | 1.03 | 1.03
5 | 16 | 10 | 3251 | Yes |  |  |  | 0 | 0.99 | 0.99
5 | 16 | 11 | 3252 | Yes |  |  |  | 0 | 0.92 | 0.92
5 | 16 | 12 | 3253 | Yes |  |  |  | 0 | 0.95 | 0.95
5 | 16 | 13 | 3254 | Yes |  |  |  | 0 | 1 | 1
5 | 16 | 14 | 3255 | Yes |  |  |  | 0 | 1.02 | 1.02
5 | 16 | 15 | 3256 | Yes |  |  |  | 0 | 1.03 | 1.03
5 | 16 | 16 | 3257 | Yes |  |  |  | 0 | 1.05 | 1.05
5 | 16 | 17 | 3258 | Yes |  |  |  | 0 | 0.85 | 0.85
5 | 16 | 18 | 3259 | Yes |  |  |  | 0 | 0.7 | 0.7
5 | 16 | 19 | 3260 | Yes |  |  |  | 0 | 0.55 | 0.55
5 | 16 | 20 | 3261 | Yes |  |  |  | 0 | 0.35 | 0.35
5 | 16 | 21 | 3262 | Yes |  |  |  | 0 | 0.2 | 0.2
5 | 16 | 22 | 3263 | Yes |  |  |  | 0 | 0.2 | 0.2
5 | 16 | 23 | 3264 | Yes |  |  |  | 0 | 0.2 | 0.2
5 | 17 | 0 | 3265 | Yes |  |  |  | 0 | 0.2 | 0.2
5 | 17 | 1 | 3266 | Yes |  |  |  | 0 | 0.2 | 0.2
5 | 17 | 2 | 3267 | Yes |  |  |  | 0 | 0.2 | 0.2
5 | 17 | 3 | 3268 | Yes |  |  |  | 0 | 0.2 | 0.2
5 | 17 | 4 | 3269 | Yes |  |  |  | 0 | 0.3 | 0.3
5 | 17 | 5 | 3270 | Yes |  |  |  | 0 | 0.45 | 0.45
5 | 17 | 6 | 3271 | Yes |  |  |  | 0 | 0.58 | 0.58
5 | 17 | 7 | 3272 | Yes |  |  |  | 0 | 0.7 | 0.7
5 | 17 | 8 | 3273 | Yes |  |  |  | 0 | 0.85 | 0.85
5 | 17 | 9 | 3274 | Yes |  |  |  | 0 | 1.03 | 1.03
5 | 17 | 10 | 3275 | Yes |  |  |  | 0 | 0.99 | 0.99
5 | 17 | 11 | 3276 | Yes |  |  |  | 0 | 0.92 | 0.92
5 | 17 | 12 | 3277 | Yes |  |  |  | 0 | 0.95 | 0.95
5 | 17 | 13 | 3278 | Yes |  |  |  | 0 | 1 | 1
5 | 17 | 14 | 3279 | Yes |  |  |  | 0 | 1.02 | 1.02
5 | 17 | 15 | 3280 | Yes |  |  |  | 0 | 1.03 | 1.03
5 | 17 | 16 | 3281 | Yes |  |  |  | 0 | 1.05 | 1.05
5 | 17 | 17 | 3282 | Yes |  |  |  | 0 | 0.85 | 0.85
5 | 17 | 18 | 3283 | Yes |  |  |  | 0 | 0.7 | 0.7
5 | 17 | 19 | 3284 | Yes |  |  |  | 0 | 0.55 | 0.55
5 | 17 | 20 | 3285 | Yes |  |  |  | 0 | 0.35 | 0.35
5 | 17 | 21 | 3286 | Yes |  |  |  | 0 | 0.2 | 0.2
5 | 17 | 22 | 3287 | Yes |  |  |  | 0 | 0.2 | 0.2
5 | 17 | 23 | 3288 | Yes |  |  |  | 0 | 0.2 | 0.2
5 | 18 | 0 | 3289 | Yes |  |  |  | 0 | 0.2 | 0.2
5 | 18 | 1 | 3290 | Yes |  |  |  | 0 | 0.2 | 0.2
5 | 18 | 2 | 3291 | Yes |  |  |  | 0 | 0.2 | 0.2
5 | 18 | 3 | 3292 | Yes |  |  |  | 0 | 0.2 | 0.2
5 | 18 | 4 | 3293 | Yes |  |  |  | 0 | 0.3 | 0.3
5 | 18 | 5 | 3294 | Yes |  |  |  | 0 | 0.45 | 0.45
5 | 18 | 6 | 3295 | Yes |  |  |  | 0 | 0.58 | 0.58
5 | 18 | 7 | 3296 | Yes |  |  |  | 0 | 0.7 | 0.7
5 | 18 | 8 | 3297 | Yes |  |  |  | 0 | 0.85 | 0.85
5 | 18 | 9 | 3298 | Yes |  |  |  | 0 | 1.03 | 1.03
5 | 18 | 10 | 3299 | Yes |  |  |  | 0 | 0.99 | 0.99
5 | 18 | 11 | 3300 | Yes |  |  |  | 0 | 0.92 | 0.92
5 | 18 | 12 | 3301 | Yes |  |  |  | 0 | 0.95 | 0.95
5 | 18 | 13 | 3302 | Yes |  |  |  | 0 | 1 | 1
5 | 18 | 14 | 3303 | Yes |  |  |  | 0 | 1.02 | 1.02
5 | 18 | 15 | 3304 | Yes |  |  |  | 0 | 1.03 | 1.03
5 | 18 | 16 | 3305 | Yes |  |  |  | 0 | 1.05 | 1.05
5 | 18 | 17 | 3306 | Yes |  |  |  | 0 | 0.85 | 0.85
5 | 18 | 18 | 3307 | Yes |  |  |  | 0 | 0.7 | 0.7
5 | 18 | 19 | 3308 | Yes |  |  |  | 0 | 0.55 | 0.55
5 | 18 | 20 | 3309 | Yes |  |  |  | 0 | 0.35 | 0.35
5 | 18 | 21 | 3310 | Yes |  |  |  | 0 | 0.2 | 0.2
5 | 18 | 22 | 3311 | Yes |  |  |  | 0 | 0.2 | 0.2
5 | 18 | 23 | 3312 | Yes |  |  |  | 0 | 0.2 | 0.2
5 | 19 | 0 | 3313 | Yes |  |  |  | 0 | 0.2 | 0.2
5 | 19 | 1 | 3314 | Yes |  |  |  | 0 | 0.2 | 0.2
5 | 19 | 2 | 3315 | Yes |  |  |  | 0 | 0.2 | 0.2
5 | 19 | 3 | 3316 | Yes |  |  |  | 0 | 0.2 | 0.2
5 | 19 | 4 | 3317 | Yes |  |  |  | 0 | 0.3 | 0.3
5 | 19 | 5 | 3318 | Yes |  |  |  | 0 | 0.45 | 0.45
5 | 19 | 6 | 3319 | Yes |  |  |  | 0 | 0.58 | 0.58
5 | 19 | 7 | 3320 | Yes |  |  |  | 0 | 0.7 | 0.7
5 | 19 | 8 | 3321 | Yes |  |  |  | 0 | 0.85 | 0.85
5 | 19 | 9 | 3322 | Yes |  |  |  | 0 | 1.03 | 1.03
5 | 19 | 10 | 3323 | Yes |  |  |  | 0 | 0.99 | 0.99
5 | 19 | 11 | 3324 | Yes |  |  |  | 0 | 0.92 | 0.92
5 | 19 | 12 | 3325 | Yes |  |  |  | 0 | 0.95 | 0.95
5 | 19 | 13 | 3326 | Yes |  |  |  | 0 | 1 | 1
5 | 19 | 14 | 3327 | Yes |  |  |  | 0 | 1.02 | 1.02
5 | 19 | 15 | 3328 | Yes |  |  |  | 0 | 1.03 | 1.03
5 | 19 | 16 | 3329 | Yes |  |  |  | 0 | 1.05 | 1.05
5 | 19 | 17 | 3330 | Yes |  |  |  | 0 | 0.85 | 0.85
5 | 19 | 18 | 3331 | Yes |  |  |  | 0 | 0.7 | 0.7
5 | 19 | 19 | 3332 | Yes |  |  |  | 0 | 0.55 | 0.55
5 | 19 | 20 | 3333 | Yes |  |  |  | 0 | 0.35 | 0.35
5 | 19 | 21 | 3334 | Yes |  |  |  | 0 | 0.2 | 0.2
5 | 19 | 22 | 3335 | Yes |  |  |  | 0 | 0.2 | 0.2
5 | 19 | 23 | 3336 | Yes |  |  |  | 0 | 0.2 | 0.2
5 | 20 | 0 | 3337 | Yes |  |  |  | 0 | 0.2 | 0.2
5 | 20 | 1 | 3338 | Yes |  |  |  | 0 | 0.2 | 0.2
5 | 20 | 2 | 3339 | Yes |  |  |  | 0 | 0.2 | 0.2
5 | 20 | 3 | 3340 | Yes |  |  |  | 0 | 0.2 | 0.2
5 | 20 | 4 | 3341 | Yes |  |  |  | 0 | 0.3 | 0.3
5 | 20 | 5 | 3342 | Yes |  |  |  | 0 | 0.45 | 0.45
5 | 20 | 6 | 3343 | Yes |  |  |  | 0 | 0.58 | 0.58
5 | 20 | 7 | 3344 | Yes |  |  |  | 0 | 0.7 | 0.7
5 | 20 | 8 | 3345 | Yes |  |  |  | 0 | 0.85 | 0.85
5 | 20 | 9 | 3346 | Yes |  |  |  | 0 | 1.03 | 1.03
5 | 20 | 10 | 3347 | Yes |  |  |  | 0 | 0.99 | 0.99
5 | 20 | 11 | 3348 | Yes |  |  |  | 0 | 0.92 | 0.92
5 | 20 | 12 | 3349 | Yes |  |  |  | 0 | 0.95 | 0.95
5 | 20 | 13 | 3350 | Yes |  |  |  | 0 | 1 | 1
5 | 20 | 14 | 3351 | Yes |  |  |  | 0 | 1.02 | 1.02
5 | 20 | 15 | 3352 | Yes |  |  |  | 0 | 1.03 | 1.03
5 | 20 | 16 | 3353 | Yes |  |  |  | 0 | 1.05 | 1.05
5 | 20 | 17 | 3354 | Yes |  |  |  | 0 | 0.85 | 0.85
5 | 20 | 18 | 3355 | Yes |  |  |  | 0 | 0.7 | 0.7
5 | 20 | 19 | 3356 | Yes |  |  |  | 0 | 0.55 | 0.55
5 | 20 | 20 | 3357 | Yes |  |  |  | 0 | 0.35 | 0.35
5 | 20 | 21 | 3358 | Yes |  |  |  | 0 | 0.2 | 0.2
5 | 20 | 22 | 3359 | Yes |  |  |  | 0 | 0.2 | 0.2
5 | 20 | 23 | 3360 | Yes |  |  |  | 0 | 0.2 | 0.2
5 | 21 | 0 | 3361 | Saturday |  |  |  | 0 | 0.2 | 0.2
5 | 21 | 1 | 3362 | Saturday |  |  |  | 0 | 0.2 | 0.2
5 | 21 | 2 | 3363 | Saturday |  |  |  | 0 | 0.2 | 0.2
5 | 21 | 3 | 3364 | Saturday |  |  |  | 0 | 0.2 | 0.2
5 | 21 | 4 | 3365 | Saturday |  |  |  | 0 | 0.3 | 0.3
5 | 21 | 5 | 3366 | Saturday |  |  |  | 0 | 0.45 | 0.45
5 | 21 | 6 | 3367 | Saturday |  |  |  | 0 | 0.58 | 0.58
5 | 21 | 7 | 3368 | Saturday |  |  |  | 0 | 0.7 | 0.7
5 | 21 | 8 | 3369 | Saturday |  |  |  | 0 | 0.85 | 0.85
5 | 21 | 9 | 3370 | Saturday |  |  |  | 0 | 1.03 | 1.03
5 | 21 | 10 | 3371 | Saturday |  |  |  | 0 | 0.99 | 0.99
5 | 21 | 11 | 3372 | Saturday |  |  |  | 0 | 0.92 | 0.92
5 | 21 | 12 | 3373 | Saturday |  |  |  | 0 | 0.95 | 0.95
5 | 21 | 13 | 3374 | Saturday |  |  |  | 0 | 1 | 1
5 | 21 | 14 | 3375 | Saturday |  |  |  | 0 | 1.02 | 1.02
5 | 21 | 15 | 3376 | Saturday |  |  |  | 0 | 1.03 | 1.03
5 | 21 | 16 | 3377 | Saturday |  |  |  | 0 | 1.05 | 1.05
5 | 21 | 17 | 3378 | Saturday |  |  |  | 0 | 0.85 | 0.85
5 | 21 | 18 | 3379 | Saturday |  |  |  | 0 | 0.7 | 0.7
5 | 21 | 19 | 3380 | Saturday |  |  |  | 0 | 0.55 | 0.55
5 | 21 | 20 | 3381 | Saturday |  |  |  | 0 | 0.35 | 0.35
5 | 21 | 21 | 3382 | Saturday |  |  |  | 0 | 0.2 | 0.2
5 | 21 | 22 | 3383 | Saturday |  |  |  | 0 | 0.2 | 0.2
5 | 21 | 23 | 3384 | Saturday |  |  |  | 0 | 0.2 | 0.2
5 | 22 | 0 | 3385 | Sunday |  |  |  | 0 | 0.2 | 0.2
5 | 22 | 1 | 3386 | Sunday |  |  |  | 0 | 0.2 | 0.2
5 | 22 | 2 | 3387 | Sunday |  |  |  | 0 | 0.2 | 0.2
5 | 22 | 3 | 3388 | Sunday |  |  |  | 0 | 0.2 | 0.2
5 | 22 | 4 | 3389 | Sunday |  |  |  | 0 | 0.3 | 0.3
5 | 22 | 5 | 3390 | Sunday |  |  |  | 0 | 0.45 | 0.45
5 | 22 | 6 | 3391 | Sunday |  |  |  | 0 | 0.58 | 0.58
5 | 22 | 7 | 3392 | Sunday |  |  |  | 0 | 0.7 | 0.7
5 | 22 | 8 | 3393 | Sunday |  |  |  | 0 | 0.85 | 0.85
5 | 22 | 9 | 3394 | Sunday |  |  |  | 0 | 1.03 | 1.03
5 | 22 | 10 | 3395 | Sunday |  |  |  | 0 | 0.99 | 0.99
5 | 22 | 11 | 3396 | Sunday |  |  |  | 0 | 0.92 | 0.92
5 | 22 | 12 | 3397 | Sunday |  |  |  | 0 | 0.95 | 0.95
5 | 22 | 13 | 3398 | Sunday |  |  |  | 0 | 1 | 1
5 | 22 | 14 | 3399 | Sunday |  |  |  | 0 | 1.02 | 1.02
5 | 22 | 15 | 3400 | Sunday |  |  |  | 0 | 1.03 | 1.03
5 | 22 | 16 | 3401 | Sunday |  |  |  | 0 | 1.05 | 1.05
5 | 22 | 17 | 3402 | Sunday |  |  |  | 0 | 0.85 | 0.85
5 | 22 | 18 | 3403 | Sunday |  |  |  | 0 | 0.7 | 0.7
5 | 22 | 19 | 3404 | Sunday |  |  |  | 0 | 0.55 | 0.55
5 | 22 | 20 | 3405 | Sunday |  |  |  | 0 | 0.35 | 0.35
5 | 22 | 21 | 3406 | Sunday |  |  |  | 0 | 0.2 | 0.2
5 | 22 | 22 | 3407 | Sunday |  |  |  | 0 | 0.2 | 0.2
5 | 22 | 23 | 3408 | Sunday |  |  |  | 0 | 0.2 | 0.2
5 | 23 | 0 | 3409 | Yes |  |  |  | 0 | 0.2 | 0.2
5 | 23 | 1 | 3410 | Yes |  |  |  | 0 | 0.2 | 0.2
5 | 23 | 2 | 3411 | Yes |  |  |  | 0 | 0.2 | 0.2
5 | 23 | 3 | 3412 | Yes |  |  |  | 0 | 0.2 | 0.2
5 | 23 | 4 | 3413 | Yes |  |  |  | 0 | 0.3 | 0.3
5 | 23 | 5 | 3414 | Yes |  |  |  | 0 | 0.45 | 0.45
5 | 23 | 6 | 3415 | Yes |  |  |  | 0 | 0.58 | 0.58
5 | 23 | 7 | 3416 | Yes |  |  |  | 0 | 0.7 | 0.7
5 | 23 | 8 | 3417 | Yes |  |  |  | 0 | 0.85 | 0.85
5 | 23 | 9 | 3418 | Yes |  |  |  | 0 | 1.03 | 1.03
5 | 23 | 10 | 3419 | Yes |  |  |  | 0 | 0.99 | 0.99
5 | 23 | 11 | 3420 | Yes |  |  |  | 0 | 0.92 | 0.92
5 | 23 | 12 | 3421 | Yes |  |  |  | 0 | 0.95 | 0.95
5 | 23 | 13 | 3422 | Yes |  |  |  | 0 | 1 | 1
5 | 23 | 14 | 3423 | Yes |  |  |  | 0 | 1.02 | 1.02
5 | 23 | 15 | 3424 | Yes |  |  |  | 0 | 1.03 | 1.03
5 | 23 | 16 | 3425 | Yes |  |  |  | 0 | 1.05 | 1.05
5 | 23 | 17 | 3426 | Yes |  |  |  | 0 | 0.85 | 0.85
5 | 23 | 18 | 3427 | Yes |  |  |  | 0 | 0.7 | 0.7
5 | 23 | 19 | 3428 | Yes |  |  |  | 0 | 0.55 | 0.55
5 | 23 | 20 | 3429 | Yes |  |  |  | 0 | 0.35 | 0.35
5 | 23 | 21 | 3430 | Yes |  |  |  | 0 | 0.2 | 0.2
5 | 23 | 22 | 3431 | Yes |  |  |  | 0 | 0.2 | 0.2
5 | 23 | 23 | 3432 | Yes |  |  |  | 0 | 0.2 | 0.2
5 | 24 | 0 | 3433 | Yes |  |  |  | 0 | 0.2 | 0.2
5 | 24 | 1 | 3434 | Yes |  |  |  | 0 | 0.2 | 0.2
5 | 24 | 2 | 3435 | Yes |  |  |  | 0 | 0.2 | 0.2
5 | 24 | 3 | 3436 | Yes |  |  |  | 0 | 0.2 | 0.2
5 | 24 | 4 | 3437 | Yes |  |  |  | 0 | 0.3 | 0.3
5 | 24 | 5 | 3438 | Yes |  |  |  | 0 | 0.45 | 0.45
5 | 24 | 6 | 3439 | Yes |  |  |  | 0 | 0.58 | 0.58
5 | 24 | 7 | 3440 | Yes |  |  |  | 0 | 0.7 | 0.7
5 | 24 | 8 | 3441 | Yes |  |  |  | 0 | 0.85 | 0.85
5 | 24 | 9 | 3442 | Yes |  |  |  | 0 | 1.03 | 1.03
5 | 24 | 10 | 3443 | Yes |  |  |  | 0 | 0.99 | 0.99
5 | 24 | 11 | 3444 | Yes |  |  |  | 0 | 0.92 | 0.92
5 | 24 | 12 | 3445 | Yes |  |  |  | 0 | 0.95 | 0.95
5 | 24 | 13 | 3446 | Yes |  |  |  | 0 | 1 | 1
5 | 24 | 14 | 3447 | Yes |  |  |  | 0 | 1.02 | 1.02
5 | 24 | 15 | 3448 | Yes |  |  |  | 0 | 1.03 | 1.03
5 | 24 | 16 | 3449 | Yes |  |  |  | 0 | 1.05 | 1.05
5 | 24 | 17 | 3450 | Yes |  |  |  | 0 | 0.85 | 0.85
5 | 24 | 18 | 3451 | Yes |  |  |  | 0 | 0.7 | 0.7
5 | 24 | 19 | 3452 | Yes |  |  |  | 0 | 0.55 | 0.55
5 | 24 | 20 | 3453 | Yes |  |  |  | 0 | 0.35 | 0.35
5 | 24 | 21 | 3454 | Yes |  |  |  | 0 | 0.2 | 0.2
5 | 24 | 22 | 3455 | Yes |  |  |  | 0 | 0.2 | 0.2
5 | 24 | 23 | 3456 | Yes |  |  |  | 0 | 0.2 | 0.2
5 | 25 | 0 | 3457 | Yes |  |  |  | 0 | 0.2 | 0.2
5 | 25 | 1 | 3458 | Yes |  |  |  | 0 | 0.2 | 0.2
5 | 25 | 2 | 3459 | Yes |  |  |  | 0 | 0.2 | 0.2
5 | 25 | 3 | 3460 | Yes |  |  |  | 0 | 0.2 | 0.2
5 | 25 | 4 | 3461 | Yes |  |  |  | 0 | 0.3 | 0.3
5 | 25 | 5 | 3462 | Yes |  |  |  | 0 | 0.45 | 0.45
5 | 25 | 6 | 3463 | Yes |  |  |  | 0 | 0.58 | 0.58
5 | 25 | 7 | 3464 | Yes |  |  |  | 0 | 0.7 | 0.7
5 | 25 | 8 | 3465 | Yes |  |  |  | 0 | 0.85 | 0.85
5 | 25 | 9 | 3466 | Yes |  |  |  | 0 | 1.03 | 1.03
5 | 25 | 10 | 3467 | Yes |  |  |  | 0 | 0.99 | 0.99
5 | 25 | 11 | 3468 | Yes |  |  |  | 0 | 0.92 | 0.92
5 | 25 | 12 | 3469 | Yes |  |  |  | 0 | 0.95 | 0.95
5 | 25 | 13 | 3470 | Yes |  |  |  | 0 | 1 | 1
5 | 25 | 14 | 3471 | Yes |  |  |  | 0 | 1.02 | 1.02
5 | 25 | 15 | 3472 | Yes |  |  |  | 0 | 1.03 | 1.03
5 | 25 | 16 | 3473 | Yes |  |  |  | 0 | 1.05 | 1.05
5 | 25 | 17 | 3474 | Yes |  |  |  | 0 | 0.85 | 0.85
5 | 25 | 18 | 3475 | Yes |  |  |  | 0 | 0.7 | 0.7
5 | 25 | 19 | 3476 | Yes |  |  |  | 0 | 0.55 | 0.55
5 | 25 | 20 | 3477 | Yes |  |  |  | 0 | 0.35 | 0.35
5 | 25 | 21 | 3478 | Yes |  |  |  | 0 | 0.2 | 0.2
5 | 25 | 22 | 3479 | Yes |  |  |  | 0 | 0.2 | 0.2
5 | 25 | 23 | 3480 | Yes |  |  |  | 0 | 0.2 | 0.2
5 | 26 | 0 | 3481 | Yes |  |  |  | 0 | 0.2 | 0.2
5 | 26 | 1 | 3482 | Yes |  |  |  | 0 | 0.2 | 0.2
5 | 26 | 2 | 3483 | Yes |  |  |  | 0 | 0.2 | 0.2
5 | 26 | 3 | 3484 | Yes |  |  |  | 0 | 0.2 | 0.2
5 | 26 | 4 | 3485 | Yes |  |  |  | 0 | 0.3 | 0.3
5 | 26 | 5 | 3486 | Yes |  |  |  | 0 | 0.45 | 0.45
5 | 26 | 6 | 3487 | Yes |  |  |  | 0 | 0.58 | 0.58
5 | 26 | 7 | 3488 | Yes |  |  |  | 0 | 0.7 | 0.7
5 | 26 | 8 | 3489 | Yes |  |  |  | 0 | 0.85 | 0.85
5 | 26 | 9 | 3490 | Yes |  |  |  | 0 | 1.03 | 1.03
5 | 26 | 10 | 3491 | Yes |  |  |  | 0 | 0.99 | 0.99
5 | 26 | 11 | 3492 | Yes |  |  |  | 0 | 0.92 | 0.92
5 | 26 | 12 | 3493 | Yes |  |  |  | 0 | 0.95 | 0.95
5 | 26 | 13 | 3494 | Yes |  |  |  | 0 | 1 | 1
5 | 26 | 14 | 3495 | Yes |  |  |  | 0 | 1.02 | 1.02
5 | 26 | 15 | 3496 | Yes |  |  |  | 0 | 1.03 | 1.03
5 | 26 | 16 | 3497 | Yes |  |  |  | 0 | 1.05 | 1.05
5 | 26 | 17 | 3498 | Yes |  |  |  | 0 | 0.85 | 0.85
5 | 26 | 18 | 3499 | Yes |  |  |  | 0 | 0.7 | 0.7
5 | 26 | 19 | 3500 | Yes |  |  |  | 0 | 0.55 | 0.55
5 | 26 | 20 | 3501 | Yes |  |  |  | 0 | 0.35 | 0.35
5 | 26 | 21 | 3502 | Yes |  |  |  | 0 | 0.2 | 0.2
5 | 26 | 22 | 3503 | Yes |  |  |  | 0 | 0.2 | 0.2
5 | 26 | 23 | 3504 | Yes |  |  |  | 0 | 0.2 | 0.2
5 | 27 | 0 | 3505 | Yes |  |  |  | 0 | 0.2 | 0.2
5 | 27 | 1 | 3506 | Yes |  |  |  | 0 | 0.2 | 0.2
5 | 27 | 2 | 3507 | Yes |  |  |  | 0 | 0.2 | 0.2
5 | 27 | 3 | 3508 | Yes |  |  |  | 0 | 0.2 | 0.2
5 | 27 | 4 | 3509 | Yes |  |  |  | 0 | 0.3 | 0.3
5 | 27 | 5 | 3510 | Yes |  |  |  | 0 | 0.45 | 0.45
5 | 27 | 6 | 3511 | Yes |  |  |  | 0 | 0.58 | 0.58
5 | 27 | 7 | 3512 | Yes |  |  |  | 0 | 0.7 | 0.7
5 | 27 | 8 | 3513 | Yes |  |  |  | 0 | 0.85 | 0.85
5 | 27 | 9 | 3514 | Yes |  |  |  | 0 | 1.03 | 1.03
5 | 27 | 10 | 3515 | Yes |  |  |  | 0 | 0.99 | 0.99
5 | 27 | 11 | 3516 | Yes |  |  |  | 0 | 0.92 | 0.92
5 | 27 | 12 | 3517 | Yes |  |  |  | 0 | 0.95 | 0.95
5 | 27 | 13 | 3518 | Yes |  |  |  | 0 | 1 | 1
5 | 27 | 14 | 3519 | Yes |  |  |  | 0 | 1.02 | 1.02
5 | 27 | 15 | 3520 | Yes |  |  |  | 0 | 1.03 | 1.03
5 | 27 | 16 | 3521 | Yes |  |  |  | 0 | 1.05 | 1.05
5 | 27 | 17 | 3522 | Yes |  |  |  | 0 | 0.85 | 0.85
5 | 27 | 18 | 3523 | Yes |  |  |  | 0 | 0.7 | 0.7
5 | 27 | 19 | 3524 | Yes |  |  |  | 0 | 0.55 | 0.55
5 | 27 | 20 | 3525 | Yes |  |  |  | 0 | 0.35 | 0.35
5 | 27 | 21 | 3526 | Yes |  |  |  | 0 | 0.2 | 0.2
5 | 27 | 22 | 3527 | Yes |  |  |  | 0 | 0.2 | 0.2
5 | 27 | 23 | 3528 | Yes |  |  |  | 0 | 0.2 | 0.2
5 | 28 | 0 | 3529 | Saturday |  |  |  | 0 | 0.2 | 0.2
5 | 28 | 1 | 3530 | Saturday |  |  |  | 0 | 0.2 | 0.2
5 | 28 | 2 | 3531 | Saturday |  |  |  | 0 | 0.2 | 0.2
5 | 28 | 3 | 3532 | Saturday |  |  |  | 0 | 0.2 | 0.2
5 | 28 | 4 | 3533 | Saturday |  |  |  | 0 | 0.3 | 0.3
5 | 28 | 5 | 3534 | Saturday |  |  |  | 0 | 0.45 | 0.45
5 | 28 | 6 | 3535 | Saturday |  |  |  | 0 | 0.58 | 0.58
5 | 28 | 7 | 3536 | Saturday |  |  |  | 0 | 0.7 | 0.7
5 | 28 | 8 | 3537 | Saturday |  |  |  | 0 | 0.85 | 0.85
5 | 28 | 9 | 3538 | Saturday |  |  |  | 0 | 1.03 | 1.03
5 | 28 | 10 | 3539 | Saturday |  |  |  | 0 | 0.99 | 0.99
5 | 28 | 11 | 3540 | Saturday |  |  |  | 0 | 0.92 | 0.92
5 | 28 | 12 | 3541 | Saturday |  |  |  | 0 | 0.95 | 0.95
5 | 28 | 13 | 3542 | Saturday |  |  |  | 0 | 1 | 1
5 | 28 | 14 | 3543 | Saturday |  |  |  | 0 | 1.02 | 1.02
5 | 28 | 15 | 3544 | Saturday |  |  |  | 0 | 1.03 | 1.03
5 | 28 | 16 | 3545 | Saturday |  |  |  | 0 | 1.05 | 1.05
5 | 28 | 17 | 3546 | Saturday |  |  |  | 0 | 0.85 | 0.85
5 | 28 | 18 | 3547 | Saturday |  |  |  | 0 | 0.7 | 0.7
5 | 28 | 19 | 3548 | Saturday |  |  |  | 0 | 0.55 | 0.55
5 | 28 | 20 | 3549 | Saturday |  |  |  | 0 | 0.35 | 0.35
5 | 28 | 21 | 3550 | Saturday |  |  |  | 0 | 0.2 | 0.2
5 | 28 | 22 | 3551 | Saturday |  |  |  | 0 | 0.2 | 0.2
5 | 28 | 23 | 3552 | Saturday |  |  |  | 0 | 0.2 | 0.2
5 | 29 | 0 | 3553 | Sunday |  |  |  | 0 | 0.2 | 0.2
5 | 29 | 1 | 3554 | Sunday |  |  |  | 0 | 0.2 | 0.2
5 | 29 | 2 | 3555 | Sunday |  |  |  | 0 | 0.2 | 0.2
5 | 29 | 3 | 3556 | Sunday |  |  |  | 0 | 0.2 | 0.2
5 | 29 | 4 | 3557 | Sunday |  |  |  | 0 | 0.3 | 0.3
5 | 29 | 5 | 3558 | Sunday |  |  |  | 0 | 0.45 | 0.45
5 | 29 | 6 | 3559 | Sunday |  |  |  | 0 | 0.58 | 0.58
5 | 29 | 7 | 3560 | Sunday |  |  |  | 0 | 0.7 | 0.7
5 | 29 | 8 | 3561 | Sunday |  |  |  | 0 | 0.85 | 0.85
5 | 29 | 9 | 3562 | Sunday |  |  |  | 0 | 1.03 | 1.03
5 | 29 | 10 | 3563 | Sunday |  |  |  | 0 | 0.99 | 0.99
5 | 29 | 11 | 3564 | Sunday |  |  |  | 0 | 0.92 | 0.92
5 | 29 | 12 | 3565 | Sunday |  |  |  | 0 | 0.95 | 0.95
5 | 29 | 13 | 3566 | Sunday |  |  |  | 0 | 1 | 1
5 | 29 | 14 | 3567 | Sunday |  |  |  | 0 | 1.02 | 1.02
5 | 29 | 15 | 3568 | Sunday |  |  |  | 0 | 1.03 | 1.03
5 | 29 | 16 | 3569 | Sunday |  |  |  | 0 | 1.05 | 1.05
5 | 29 | 17 | 3570 | Sunday |  |  |  | 0 | 0.85 | 0.85
5 | 29 | 18 | 3571 | Sunday |  |  |  | 0 | 0.7 | 0.7
5 | 29 | 19 | 3572 | Sunday |  |  |  | 0 | 0.55 | 0.55
5 | 29 | 20 | 3573 | Sunday |  |  |  | 0 | 0.35 | 0.35
5 | 29 | 21 | 3574 | Sunday |  |  |  | 0 | 0.2 | 0.2
5 | 29 | 22 | 3575 | Sunday |  |  |  | 0 | 0.2 | 0.2
5 | 29 | 23 | 3576 | Sunday |  |  |  | 0 | 0.2 | 0.2
5 | 30 | 0 | 3577 | Yes |  |  |  | 0 | 0.2 | 0.2
5 | 30 | 1 | 3578 | Yes |  |  |  | 0 | 0.2 | 0.2
5 | 30 | 2 | 3579 | Yes |  |  |  | 0 | 0.2 | 0.2
5 | 30 | 3 | 3580 | Yes |  |  |  | 0 | 0.2 | 0.2
5 | 30 | 4 | 3581 | Yes |  |  |  | 0 | 0.3 | 0.3
5 | 30 | 5 | 3582 | Yes |  |  |  | 0 | 0.45 | 0.45
5 | 30 | 6 | 3583 | Yes |  |  |  | 0 | 0.58 | 0.58
5 | 30 | 7 | 3584 | Yes |  |  |  | 0 | 0.7 | 0.7
5 | 30 | 8 | 3585 | Yes |  |  |  | 0 | 0.85 | 0.85
5 | 30 | 9 | 3586 | Yes |  |  |  | 0 | 1.03 | 1.03
5 | 30 | 10 | 3587 | Yes |  |  |  | 0 | 0.99 | 0.99
5 | 30 | 11 | 3588 | Yes |  |  |  | 0 | 0.92 | 0.92
5 | 30 | 12 | 3589 | Yes |  |  |  | 0 | 0.95 | 0.95
5 | 30 | 13 | 3590 | Yes |  |  |  | 0 | 1 | 1
5 | 30 | 14 | 3591 | Yes |  |  |  | 0 | 1.02 | 1.02
5 | 30 | 15 | 3592 | Yes |  |  |  | 0 | 1.03 | 1.03
5 | 30 | 16 | 3593 | Yes |  |  |  | 0 | 1.05 | 1.05
5 | 30 | 17 | 3594 | Yes |  |  |  | 0 | 0.85 | 0.85
5 | 30 | 18 | 3595 | Yes |  |  |  | 0 | 0.7 | 0.7
5 | 30 | 19 | 3596 | Yes |  |  |  | 0 | 0.55 | 0.55
5 | 30 | 20 | 3597 | Yes |  |  |  | 0 | 0.35 | 0.35
5 | 30 | 21 | 3598 | Yes |  |  |  | 0 | 0.2 | 0.2
5 | 30 | 22 | 3599 | Yes |  |  |  | 0 | 0.2 | 0.2
5 | 30 | 23 | 3600 | Yes |  |  |  | 0 | 0.2 | 0.2
5 | 31 | 0 | 3601 | Yes |  |  |  | 0 | 0.2 | 0.2
5 | 31 | 1 | 3602 | Yes |  |  |  | 0 | 0.2 | 0.2
5 | 31 | 2 | 3603 | Yes |  |  |  | 0 | 0.2 | 0.2
5 | 31 | 3 | 3604 | Yes |  |  |  | 0 | 0.2 | 0.2
5 | 31 | 4 | 3605 | Yes |  |  |  | 0 | 0.3 | 0.3
5 | 31 | 5 | 3606 | Yes |  |  |  | 0 | 0.45 | 0.45
5 | 31 | 6 | 3607 | Yes |  |  |  | 0 | 0.58 | 0.58
5 | 31 | 7 | 3608 | Yes |  |  |  | 0 | 0.7 | 0.7
5 | 31 | 8 | 3609 | Yes |  |  |  | 0 | 0.85 | 0.85
5 | 31 | 9 | 3610 | Yes |  |  |  | 0 | 1.03 | 1.03
5 | 31 | 10 | 3611 | Yes |  |  |  | 0 | 0.99 | 0.99
5 | 31 | 11 | 3612 | Yes |  |  |  | 0 | 0.92 | 0.92
5 | 31 | 12 | 3613 | Yes |  |  |  | 0 | 0.95 | 0.95
5 | 31 | 13 | 3614 | Yes |  |  |  | 0 | 1 | 1
5 | 31 | 14 | 3615 | Yes |  |  |  | 0 | 1.02 | 1.02
5 | 31 | 15 | 3616 | Yes |  |  |  | 0 | 1.03 | 1.03
5 | 31 | 16 | 3617 | Yes |  |  |  | 0 | 1.05 | 1.05
5 | 31 | 17 | 3618 | Yes |  |  |  | 0 | 0.85 | 0.85
5 | 31 | 18 | 3619 | Yes |  |  |  | 0 | 0.7 | 0.7
5 | 31 | 19 | 3620 | Yes |  |  |  | 0 | 0.55 | 0.55
5 | 31 | 20 | 3621 | Yes |  |  |  | 0 | 0.35 | 0.35
5 | 31 | 21 | 3622 | Yes |  |  |  | 0 | 0.2 | 0.2
5 | 31 | 22 | 3623 | Yes |  |  |  | 0 | 0.2 | 0.2
5 | 31 | 23 | 3624 | Yes |  |  |  | 0 | 0.2 | 0.2
6 | 1 | 0 | 3625 | Sunday |  |  |  | 0 | 0.2 | 0.2
6 | 1 | 1 | 3626 | Sunday |  |  |  | 0 | 0.2 | 0.2
6 | 1 | 2 | 3627 | Sunday |  |  |  | 0 | 0.2 | 0.2
6 | 1 | 3 | 3628 | Sunday |  |  |  | 0 | 0.2 | 0.2
6 | 1 | 4 | 3629 | Sunday |  |  |  | 0 | 0.3 | 0.3
6 | 1 | 5 | 3630 | Sunday |  |  |  | 0 | 0.45 | 0.45
6 | 1 | 6 | 3631 | Sunday |  |  |  | 0 | 0.58 | 0.58
6 | 1 | 7 | 3632 | Sunday |  |  |  | 0 | 0.7 | 0.7
6 | 1 | 8 | 3633 | Sunday |  |  |  | 0 | 0.85 | 0.85
6 | 1 | 9 | 3634 | Sunday |  |  |  | 0 | 1.03 | 1.03
6 | 1 | 10 | 3635 | Sunday |  |  |  | 0 | 0.99 | 0.99
6 | 1 | 11 | 3636 | Sunday |  |  |  | 0 | 0.92 | 0.92
6 | 1 | 12 | 3637 | Sunday |  |  |  | 0 | 0.95 | 0.95
6 | 1 | 13 | 3638 | Sunday |  |  |  | 0 | 1 | 1
6 | 1 | 14 | 3639 | Sunday |  |  |  | 0 | 1.02 | 1.02
6 | 1 | 15 | 3640 | Sunday |  |  |  | 0 | 1.03 | 1.03
6 | 1 | 16 | 3641 | Sunday |  |  |  | 0 | 1.05 | 1.05
6 | 1 | 17 | 3642 | Sunday |  |  |  | 0 | 0.85 | 0.85
6 | 1 | 18 | 3643 | Sunday |  |  |  | 0 | 0.7 | 0.7
6 | 1 | 19 | 3644 | Sunday |  |  |  | 0 | 0.55 | 0.55
6 | 1 | 20 | 3645 | Sunday |  |  |  | 0 | 0.35 | 0.35
6 | 1 | 21 | 3646 | Sunday |  |  |  | 0 | 0.2 | 0.2
6 | 1 | 22 | 3647 | Sunday |  |  |  | 0 | 0.2 | 0.2
6 | 1 | 23 | 3648 | Sunday |  |  |  | 0 | 0.2 | 0.2
6 | 2 | 0 | 3649 | Yes |  |  |  | 0 | 0.2 | 0.2
6 | 2 | 1 | 3650 | Yes |  |  |  | 0 | 0.2 | 0.2
6 | 2 | 2 | 3651 | Yes |  |  |  | 0 | 0.2 | 0.2
6 | 2 | 3 | 3652 | Yes |  |  |  | 0 | 0.2 | 0.2
6 | 2 | 4 | 3653 | Yes |  |  |  | 0 | 0.3 | 0.3
6 | 2 | 5 | 3654 | Yes |  |  |  | 0 | 0.45 | 0.45
6 | 2 | 6 | 3655 | Yes |  |  |  | 0 | 0.58 | 0.58
6 | 2 | 7 | 3656 | Yes |  |  |  | 0 | 0.7 | 0.7
6 | 2 | 8 | 3657 | Yes |  |  |  | 0 | 0.85 | 0.85
6 | 2 | 9 | 3658 | Yes |  |  |  | 0 | 1.03 | 1.03
6 | 2 | 10 | 3659 | Yes |  |  |  | 0 | 0.99 | 0.99
6 | 2 | 11 | 3660 | Yes |  |  |  | 0 | 0.92 | 0.92
6 | 2 | 12 | 3661 | Yes |  |  |  | 0 | 0.95 | 0.95
6 | 2 | 13 | 3662 | Yes |  |  |  | 0 | 1 | 1
6 | 2 | 14 | 3663 | Yes |  |  |  | 0 | 1.02 | 1.02
6 | 2 | 15 | 3664 | Yes |  |  |  | 0 | 1.03 | 1.03
6 | 2 | 16 | 3665 | Yes |  |  |  | 0 | 1.05 | 1.05
6 | 2 | 17 | 3666 | Yes |  |  |  | 0 | 0.85 | 0.85
6 | 2 | 18 | 3667 | Yes |  |  |  | 0 | 0.7 | 0.7
6 | 2 | 19 | 3668 | Yes |  |  |  | 0 | 0.55 | 0.55
6 | 2 | 20 | 3669 | Yes |  |  |  | 0 | 0.35 | 0.35
6 | 2 | 21 | 3670 | Yes |  |  |  | 0 | 0.2 | 0.2
6 | 2 | 22 | 3671 | Yes |  |  |  | 0 | 0.2 | 0.2
6 | 2 | 23 | 3672 | Yes |  |  |  | 0 | 0.2 | 0.2
6 | 3 | 0 | 3673 | Yes |  |  |  | 0 | 0.2 | 0.2
6 | 3 | 1 | 3674 | Yes |  |  |  | 0 | 0.2 | 0.2
6 | 3 | 2 | 3675 | Yes |  |  |  | 0 | 0.2 | 0.2
6 | 3 | 3 | 3676 | Yes |  |  |  | 0 | 0.2 | 0.2
6 | 3 | 4 | 3677 | Yes |  |  |  | 0 | 0.3 | 0.3
6 | 3 | 5 | 3678 | Yes |  |  |  | 0 | 0.45 | 0.45
6 | 3 | 6 | 3679 | Yes |  |  |  | 0 | 0.58 | 0.58
6 | 3 | 7 | 3680 | Yes |  |  |  | 0 | 0.7 | 0.7
6 | 3 | 8 | 3681 | Yes |  |  |  | 0 | 0.85 | 0.85
6 | 3 | 9 | 3682 | Yes |  |  |  | 0 | 1.03 | 1.03
6 | 3 | 10 | 3683 | Yes |  |  |  | 0 | 0.99 | 0.99
6 | 3 | 11 | 3684 | Yes |  |  |  | 0 | 0.92 | 0.92
6 | 3 | 12 | 3685 | Yes |  |  |  | 0 | 0.95 | 0.95
6 | 3 | 13 | 3686 | Yes |  |  |  | 0 | 1 | 1
6 | 3 | 14 | 3687 | Yes |  |  |  | 0 | 1.02 | 1.02
6 | 3 | 15 | 3688 | Yes |  |  |  | 0 | 1.03 | 1.03
6 | 3 | 16 | 3689 | Yes |  |  |  | 0 | 1.05 | 1.05
6 | 3 | 17 | 3690 | Yes |  |  |  | 0 | 0.85 | 0.85
6 | 3 | 18 | 3691 | Yes |  |  |  | 0 | 0.7 | 0.7
6 | 3 | 19 | 3692 | Yes |  |  |  | 0 | 0.55 | 0.55
6 | 3 | 20 | 3693 | Yes |  |  |  | 0 | 0.35 | 0.35
6 | 3 | 21 | 3694 | Yes |  |  |  | 0 | 0.2 | 0.2
6 | 3 | 22 | 3695 | Yes |  |  |  | 0 | 0.2 | 0.2
6 | 3 | 23 | 3696 | Yes |  |  |  | 0 | 0.2 | 0.2
6 | 4 | 0 | 3697 | Yes |  |  |  | 0 | 0.2 | 0.2
6 | 4 | 1 | 3698 | Yes |  |  |  | 0 | 0.2 | 0.2
6 | 4 | 2 | 3699 | Yes |  |  |  | 0 | 0.2 | 0.2
6 | 4 | 3 | 3700 | Yes |  |  |  | 0 | 0.2 | 0.2
6 | 4 | 4 | 3701 | Yes |  |  |  | 0 | 0.3 | 0.3
6 | 4 | 5 | 3702 | Yes |  |  |  | 0 | 0.45 | 0.45
6 | 4 | 6 | 3703 | Yes |  |  |  | 0 | 0.58 | 0.58
6 | 4 | 7 | 3704 | Yes |  |  |  | 0 | 0.7 | 0.7
6 | 4 | 8 | 3705 | Yes |  |  |  | 0 | 0.85 | 0.85
6 | 4 | 9 | 3706 | Yes |  |  |  | 0 | 1.03 | 1.03
6 | 4 | 10 | 3707 | Yes |  |  |  | 0 | 0.99 | 0.99
6 | 4 | 11 | 3708 | Yes |  |  |  | 0 | 0.92 | 0.92
6 | 4 | 12 | 3709 | Yes |  |  |  | 0 | 0.95 | 0.95
6 | 4 | 13 | 3710 | Yes |  |  |  | 0 | 1 | 1
6 | 4 | 14 | 3711 | Yes |  |  |  | 0 | 1.02 | 1.02
6 | 4 | 15 | 3712 | Yes |  |  |  | 0 | 1.03 | 1.03
6 | 4 | 16 | 3713 | Yes |  |  |  | 0 | 1.05 | 1.05
6 | 4 | 17 | 3714 | Yes |  |  |  | 0 | 0.85 | 0.85
6 | 4 | 18 | 3715 | Yes |  |  |  | 0 | 0.7 | 0.7
6 | 4 | 19 | 3716 | Yes |  |  |  | 0 | 0.55 | 0.55
6 | 4 | 20 | 3717 | Yes |  |  |  | 0 | 0.35 | 0.35
6 | 4 | 21 | 3718 | Yes |  |  |  | 0 | 0.2 | 0.2
6 | 4 | 22 | 3719 | Yes |  |  |  | 0 | 0.2 | 0.2
6 | 4 | 23 | 3720 | Yes |  |  |  | 0 | 0.2 | 0.2
6 | 5 | 0 | 3721 | Yes |  |  |  | 0 | 0.2 | 0.2
6 | 5 | 1 | 3722 | Yes |  |  |  | 0 | 0.2 | 0.2
6 | 5 | 2 | 3723 | Yes |  |  |  | 0 | 0.2 | 0.2
6 | 5 | 3 | 3724 | Yes |  |  |  | 0 | 0.2 | 0.2
6 | 5 | 4 | 3725 | Yes |  |  |  | 0 | 0.3 | 0.3
6 | 5 | 5 | 3726 | Yes |  |  |  | 0 | 0.45 | 0.45
6 | 5 | 6 | 3727 | Yes |  |  |  | 0 | 0.58 | 0.58
6 | 5 | 7 | 3728 | Yes |  |  |  | 0 | 0.7 | 0.7
6 | 5 | 8 | 3729 | Yes |  |  |  | 0 | 0.85 | 0.85
6 | 5 | 9 | 3730 | Yes |  |  |  | 0 | 1.03 | 1.03
6 | 5 | 10 | 3731 | Yes |  |  |  | 0 | 0.99 | 0.99
6 | 5 | 11 | 3732 | Yes |  |  |  | 0 | 0.92 | 0.92
6 | 5 | 12 | 3733 | Yes |  |  |  | 0 | 0.95 | 0.95
6 | 5 | 13 | 3734 | Yes |  |  |  | 0 | 1 | 1
6 | 5 | 14 | 3735 | Yes |  |  |  | 0 | 1.02 | 1.02
6 | 5 | 15 | 3736 | Yes |  |  |  | 0 | 1.03 | 1.03
6 | 5 | 16 | 3737 | Yes |  |  |  | 0 | 1.05 | 1.05
6 | 5 | 17 | 3738 | Yes |  |  |  | 0 | 0.85 | 0.85
6 | 5 | 18 | 3739 | Yes |  |  |  | 0 | 0.7 | 0.7
6 | 5 | 19 | 3740 | Yes |  |  |  | 0 | 0.55 | 0.55
6 | 5 | 20 | 3741 | Yes |  |  |  | 0 | 0.35 | 0.35
6 | 5 | 21 | 3742 | Yes |  |  |  | 0 | 0.2 | 0.2
6 | 5 | 22 | 3743 | Yes |  |  |  | 0 | 0.2 | 0.2
6 | 5 | 23 | 3744 | Yes |  |  |  | 0 | 0.2 | 0.2
6 | 6 | 0 | 3745 | Yes |  |  |  | 0 | 0.2 | 0.2
6 | 6 | 1 | 3746 | Yes |  |  |  | 0 | 0.2 | 0.2
6 | 6 | 2 | 3747 | Yes |  |  |  | 0 | 0.2 | 0.2
6 | 6 | 3 | 3748 | Yes |  |  |  | 0 | 0.2 | 0.2
6 | 6 | 4 | 3749 | Yes |  |  |  | 0 | 0.3 | 0.3
6 | 6 | 5 | 3750 | Yes |  |  |  | 0 | 0.45 | 0.45
6 | 6 | 6 | 3751 | Yes |  |  |  | 0 | 0.58 | 0.58
6 | 6 | 7 | 3752 | Yes |  |  |  | 0 | 0.7 | 0.7
6 | 6 | 8 | 3753 | Yes |  |  |  | 0 | 0.85 | 0.85
6 | 6 | 9 | 3754 | Yes |  |  |  | 0 | 1.03 | 1.03
6 | 6 | 10 | 3755 | Yes |  |  |  | 0 | 0.99 | 0.99
6 | 6 | 11 | 3756 | Yes |  |  |  | 0 | 0.92 | 0.92
6 | 6 | 12 | 3757 | Yes |  |  |  | 0 | 0.95 | 0.95
6 | 6 | 13 | 3758 | Yes |  |  |  | 0 | 1 | 1
6 | 6 | 14 | 3759 | Yes |  |  |  | 0 | 1.02 | 1.02
6 | 6 | 15 | 3760 | Yes |  |  |  | 0 | 1.03 | 1.03
6 | 6 | 16 | 3761 | Yes |  |  |  | 0 | 1.05 | 1.05
6 | 6 | 17 | 3762 | Yes |  |  |  | 0 | 0.85 | 0.85
6 | 6 | 18 | 3763 | Yes |  |  |  | 0 | 0.7 | 0.7
6 | 6 | 19 | 3764 | Yes |  |  |  | 0 | 0.55 | 0.55
6 | 6 | 20 | 3765 | Yes |  |  |  | 0 | 0.35 | 0.35
6 | 6 | 21 | 3766 | Yes |  |  |  | 0 | 0.2 | 0.2
6 | 6 | 22 | 3767 | Yes |  |  |  | 0 | 0.2 | 0.2
6 | 6 | 23 | 3768 | Yes |  |  |  | 0 | 0.2 | 0.2
6 | 7 | 0 | 3769 | Saturday |  |  |  | 0 | 0.2 | 0.2
6 | 7 | 1 | 3770 | Saturday |  |  |  | 0 | 0.2 | 0.2
6 | 7 | 2 | 3771 | Saturday |  |  |  | 0 | 0.2 | 0.2
6 | 7 | 3 | 3772 | Saturday |  |  |  | 0 | 0.2 | 0.2
6 | 7 | 4 | 3773 | Saturday |  |  |  | 0 | 0.3 | 0.3
6 | 7 | 5 | 3774 | Saturday |  |  |  | 0 | 0.45 | 0.45
6 | 7 | 6 | 3775 | Saturday |  |  |  | 0 | 0.58 | 0.58
6 | 7 | 7 | 3776 | Saturday |  |  |  | 0 | 0.7 | 0.7
6 | 7 | 8 | 3777 | Saturday |  |  |  | 0 | 0.85 | 0.85
6 | 7 | 9 | 3778 | Saturday |  |  |  | 0 | 1.03 | 1.03
6 | 7 | 10 | 3779 | Saturday |  |  |  | 0 | 0.99 | 0.99
6 | 7 | 11 | 3780 | Saturday |  |  |  | 0 | 0.92 | 0.92
6 | 7 | 12 | 3781 | Saturday |  |  |  | 0 | 0.95 | 0.95
6 | 7 | 13 | 3782 | Saturday |  |  |  | 0 | 1 | 1
6 | 7 | 14 | 3783 | Saturday |  |  |  | 0 | 1.02 | 1.02
6 | 7 | 15 | 3784 | Saturday |  |  |  | 0 | 1.03 | 1.03
6 | 7 | 16 | 3785 | Saturday |  |  |  | 0 | 1.05 | 1.05
6 | 7 | 17 | 3786 | Saturday |  |  |  | 0 | 0.85 | 0.85
6 | 7 | 18 | 3787 | Saturday |  |  |  | 0 | 0.7 | 0.7
6 | 7 | 19 | 3788 | Saturday |  |  |  | 0 | 0.55 | 0.55
6 | 7 | 20 | 3789 | Saturday |  |  |  | 0 | 0.35 | 0.35
6 | 7 | 21 | 3790 | Saturday |  |  |  | 0 | 0.2 | 0.2
6 | 7 | 22 | 3791 | Saturday |  |  |  | 0 | 0.2 | 0.2
6 | 7 | 23 | 3792 | Saturday |  |  |  | 0 | 0.2 | 0.2
6 | 8 | 0 | 3793 | Sunday |  |  |  | 0 | 0.2 | 0.2
6 | 8 | 1 | 3794 | Sunday |  |  |  | 0 | 0.2 | 0.2
6 | 8 | 2 | 3795 | Sunday |  |  |  | 0 | 0.2 | 0.2
6 | 8 | 3 | 3796 | Sunday |  |  |  | 0 | 0.2 | 0.2
6 | 8 | 4 | 3797 | Sunday |  |  |  | 0 | 0.3 | 0.3
6 | 8 | 5 | 3798 | Sunday |  |  |  | 0 | 0.45 | 0.45
6 | 8 | 6 | 3799 | Sunday |  |  |  | 0 | 0.58 | 0.58
6 | 8 | 7 | 3800 | Sunday |  |  |  | 0 | 0.7 | 0.7
6 | 8 | 8 | 3801 | Sunday |  |  |  | 0 | 0.85 | 0.85
6 | 8 | 9 | 3802 | Sunday |  |  |  | 0 | 1.03 | 1.03
6 | 8 | 10 | 3803 | Sunday |  |  |  | 0 | 0.99 | 0.99
6 | 8 | 11 | 3804 | Sunday |  |  |  | 0 | 0.92 | 0.92
6 | 8 | 12 | 3805 | Sunday |  |  |  | 0 | 0.95 | 0.95
6 | 8 | 13 | 3806 | Sunday |  |  |  | 0 | 1 | 1
6 | 8 | 14 | 3807 | Sunday |  |  |  | 0 | 1.02 | 1.02
6 | 8 | 15 | 3808 | Sunday |  |  |  | 0 | 1.03 | 1.03
6 | 8 | 16 | 3809 | Sunday |  |  |  | 0 | 1.05 | 1.05
6 | 8 | 17 | 3810 | Sunday |  |  |  | 0 | 0.85 | 0.85
6 | 8 | 18 | 3811 | Sunday |  |  |  | 0 | 0.7 | 0.7
6 | 8 | 19 | 3812 | Sunday |  |  |  | 0 | 0.55 | 0.55
6 | 8 | 20 | 3813 | Sunday |  |  |  | 0 | 0.35 | 0.35
6 | 8 | 21 | 3814 | Sunday |  |  |  | 0 | 0.2 | 0.2
6 | 8 | 22 | 3815 | Sunday |  |  |  | 0 | 0.2 | 0.2
6 | 8 | 23 | 3816 | Sunday |  |  |  | 0 | 0.2 | 0.2
6 | 9 | 0 | 3817 | Yes |  |  |  | 0 | 0.2 | 0.2
6 | 9 | 1 | 3818 | Yes |  |  |  | 0 | 0.2 | 0.2
6 | 9 | 2 | 3819 | Yes |  |  |  | 0 | 0.2 | 0.2
6 | 9 | 3 | 3820 | Yes |  |  |  | 0 | 0.2 | 0.2
6 | 9 | 4 | 3821 | Yes |  |  |  | 0 | 0.3 | 0.3
6 | 9 | 5 | 3822 | Yes |  |  |  | 0 | 0.45 | 0.45
6 | 9 | 6 | 3823 | Yes |  |  |  | 0 | 0.58 | 0.58
6 | 9 | 7 | 3824 | Yes |  |  |  | 0 | 0.7 | 0.7
6 | 9 | 8 | 3825 | Yes |  |  |  | 0 | 0.85 | 0.85
6 | 9 | 9 | 3826 | Yes |  |  |  | 0 | 1.03 | 1.03
6 | 9 | 10 | 3827 | Yes |  |  |  | 0 | 0.99 | 0.99
6 | 9 | 11 | 3828 | Yes |  |  |  | 0 | 0.92 | 0.92
6 | 9 | 12 | 3829 | Yes |  |  |  | 0 | 0.95 | 0.95
6 | 9 | 13 | 3830 | Yes |  |  |  | 0 | 1 | 1
6 | 9 | 14 | 3831 | Yes |  |  |  | 0 | 1.02 | 1.02
6 | 9 | 15 | 3832 | Yes |  |  |  | 0 | 1.03 | 1.03
6 | 9 | 16 | 3833 | Yes |  |  |  | 0 | 1.05 | 1.05
6 | 9 | 17 | 3834 | Yes |  |  |  | 0 | 0.85 | 0.85
6 | 9 | 18 | 3835 | Yes |  |  |  | 0 | 0.7 | 0.7
6 | 9 | 19 | 3836 | Yes |  |  |  | 0 | 0.55 | 0.55
6 | 9 | 20 | 3837 | Yes |  |  |  | 0 | 0.35 | 0.35
6 | 9 | 21 | 3838 | Yes |  |  |  | 0 | 0.2 | 0.2
6 | 9 | 22 | 3839 | Yes |  |  |  | 0 | 0.2 | 0.2
6 | 9 | 23 | 3840 | Yes |  |  |  | 0 | 0.2 | 0.2
6 | 10 | 0 | 3841 | Yes |  |  |  | 0 | 0.2 | 0.2
6 | 10 | 1 | 3842 | Yes |  |  |  | 0 | 0.2 | 0.2
6 | 10 | 2 | 3843 | Yes |  |  |  | 0 | 0.2 | 0.2
6 | 10 | 3 | 3844 | Yes |  |  |  | 0 | 0.2 | 0.2
6 | 10 | 4 | 3845 | Yes |  |  |  | 0 | 0.3 | 0.3
6 | 10 | 5 | 3846 | Yes |  |  |  | 0 | 0.45 | 0.45
6 | 10 | 6 | 3847 | Yes |  |  |  | 0 | 0.58 | 0.58
6 | 10 | 7 | 3848 | Yes |  |  |  | 0 | 0.7 | 0.7
6 | 10 | 8 | 3849 | Yes |  |  |  | 0 | 0.85 | 0.85
6 | 10 | 9 | 3850 | Yes |  |  |  | 0 | 1.03 | 1.03
6 | 10 | 10 | 3851 | Yes |  |  |  | 0 | 0.99 | 0.99
6 | 10 | 11 | 3852 | Yes |  |  |  | 0 | 0.92 | 0.92
6 | 10 | 12 | 3853 | Yes |  |  |  | 0 | 0.95 | 0.95
6 | 10 | 13 | 3854 | Yes |  |  |  | 0 | 1 | 1
6 | 10 | 14 | 3855 | Yes |  |  |  | 0 | 1.02 | 1.02
6 | 10 | 15 | 3856 | Yes |  |  |  | 0 | 1.03 | 1.03
6 | 10 | 16 | 3857 | Yes |  |  |  | 0 | 1.05 | 1.05
6 | 10 | 17 | 3858 | Yes |  |  |  | 0 | 0.85 | 0.85
6 | 10 | 18 | 3859 | Yes |  |  |  | 0 | 0.7 | 0.7
6 | 10 | 19 | 3860 | Yes |  |  |  | 0 | 0.55 | 0.55
6 | 10 | 20 | 3861 | Yes |  |  |  | 0 | 0.35 | 0.35
6 | 10 | 21 | 3862 | Yes |  |  |  | 0 | 0.2 | 0.2
6 | 10 | 22 | 3863 | Yes |  |  |  | 0 | 0.2 | 0.2
6 | 10 | 23 | 3864 | Yes |  |  |  | 0 | 0.2 | 0.2
6 | 11 | 0 | 3865 | Yes |  |  |  | 0 | 0.2 | 0.2
6 | 11 | 1 | 3866 | Yes |  |  |  | 0 | 0.2 | 0.2
6 | 11 | 2 | 3867 | Yes |  |  |  | 0 | 0.2 | 0.2
6 | 11 | 3 | 3868 | Yes |  |  |  | 0 | 0.2 | 0.2
6 | 11 | 4 | 3869 | Yes |  |  |  | 0 | 0.3 | 0.3
6 | 11 | 5 | 3870 | Yes |  |  |  | 0 | 0.45 | 0.45
6 | 11 | 6 | 3871 | Yes |  |  |  | 0 | 0.58 | 0.58
6 | 11 | 7 | 3872 | Yes |  |  |  | 0 | 0.7 | 0.7
6 | 11 | 8 | 3873 | Yes |  |  |  | 0 | 0.85 | 0.85
6 | 11 | 9 | 3874 | Yes |  |  |  | 0 | 1.03 | 1.03
6 | 11 | 10 | 3875 | Yes |  |  |  | 0 | 0.99 | 0.99
6 | 11 | 11 | 3876 | Yes |  |  |  | 0 | 0.92 | 0.92
6 | 11 | 12 | 3877 | Yes |  |  |  | 0 | 0.95 | 0.95
6 | 11 | 13 | 3878 | Yes |  |  |  | 0 | 1 | 1
6 | 11 | 14 | 3879 | Yes |  |  |  | 0 | 1.02 | 1.02
6 | 11 | 15 | 3880 | Yes |  |  |  | 0 | 1.03 | 1.03
6 | 11 | 16 | 3881 | Yes |  |  |  | 0 | 1.05 | 1.05
6 | 11 | 17 | 3882 | Yes |  |  |  | 0 | 0.85 | 0.85
6 | 11 | 18 | 3883 | Yes |  |  |  | 0 | 0.7 | 0.7
6 | 11 | 19 | 3884 | Yes |  |  |  | 0 | 0.55 | 0.55
6 | 11 | 20 | 3885 | Yes |  |  |  | 0 | 0.35 | 0.35
6 | 11 | 21 | 3886 | Yes |  |  |  | 0 | 0.2 | 0.2
6 | 11 | 22 | 3887 | Yes |  |  |  | 0 | 0.2 | 0.2
6 | 11 | 23 | 3888 | Yes |  |  |  | 0 | 0.2 | 0.2
6 | 12 | 0 | 3889 | Yes |  |  |  | 0 | 0.2 | 0.2
6 | 12 | 1 | 3890 | Yes |  |  |  | 0 | 0.2 | 0.2
6 | 12 | 2 | 3891 | Yes |  |  |  | 0 | 0.2 | 0.2
6 | 12 | 3 | 3892 | Yes |  |  |  | 0 | 0.2 | 0.2
6 | 12 | 4 | 3893 | Yes |  |  |  | 0 | 0.3 | 0.3
6 | 12 | 5 | 3894 | Yes |  |  |  | 0 | 0.45 | 0.45
6 | 12 | 6 | 3895 | Yes |  |  |  | 0 | 0.58 | 0.58
6 | 12 | 7 | 3896 | Yes |  |  |  | 0 | 0.7 | 0.7
6 | 12 | 8 | 3897 | Yes |  |  |  | 0 | 0.85 | 0.85
6 | 12 | 9 | 3898 | Yes |  |  |  | 0 | 1.03 | 1.03
6 | 12 | 10 | 3899 | Yes |  |  |  | 0 | 0.99 | 0.99
6 | 12 | 11 | 3900 | Yes |  |  |  | 0 | 0.92 | 0.92
6 | 12 | 12 | 3901 | Yes |  |  |  | 0 | 0.95 | 0.95
6 | 12 | 13 | 3902 | Yes |  |  |  | 0 | 1 | 1
6 | 12 | 14 | 3903 | Yes |  |  |  | 0 | 1.02 | 1.02
6 | 12 | 15 | 3904 | Yes |  |  |  | 0 | 1.03 | 1.03
6 | 12 | 16 | 3905 | Yes |  |  |  | 0 | 1.05 | 1.05
6 | 12 | 17 | 3906 | Yes |  |  |  | 0 | 0.85 | 0.85
6 | 12 | 18 | 3907 | Yes |  |  |  | 0 | 0.7 | 0.7
6 | 12 | 19 | 3908 | Yes |  |  |  | 0 | 0.55 | 0.55
6 | 12 | 20 | 3909 | Yes |  |  |  | 0 | 0.35 | 0.35
6 | 12 | 21 | 3910 | Yes |  |  |  | 0 | 0.2 | 0.2
6 | 12 | 22 | 3911 | Yes |  |  |  | 0 | 0.2 | 0.2
6 | 12 | 23 | 3912 | Yes |  |  |  | 0 | 0.2 | 0.2
6 | 13 | 0 | 3913 | Yes |  |  |  | 0 | 0.2 | 0.2
6 | 13 | 1 | 3914 | Yes |  |  |  | 0 | 0.2 | 0.2
6 | 13 | 2 | 3915 | Yes |  |  |  | 0 | 0.2 | 0.2
6 | 13 | 3 | 3916 | Yes |  |  |  | 0 | 0.2 | 0.2
6 | 13 | 4 | 3917 | Yes |  |  |  | 0 | 0.3 | 0.3
6 | 13 | 5 | 3918 | Yes |  |  |  | 0 | 0.45 | 0.45
6 | 13 | 6 | 3919 | Yes |  |  |  | 0 | 0.58 | 0.58
6 | 13 | 7 | 3920 | Yes |  |  |  | 0 | 0.7 | 0.7
6 | 13 | 8 | 3921 | Yes |  |  |  | 0 | 0.85 | 0.85
6 | 13 | 9 | 3922 | Yes |  |  |  | 0 | 1.03 | 1.03
6 | 13 | 10 | 3923 | Yes |  |  |  | 0 | 0.99 | 0.99
6 | 13 | 11 | 3924 | Yes |  |  |  | 0 | 0.92 | 0.92
6 | 13 | 12 | 3925 | Yes |  |  |  | 0 | 0.95 | 0.95
6 | 13 | 13 | 3926 | Yes |  |  |  | 0 | 1 | 1
6 | 13 | 14 | 3927 | Yes |  |  |  | 0 | 1.02 | 1.02
6 | 13 | 15 | 3928 | Yes |  |  |  | 0 | 1.03 | 1.03
6 | 13 | 16 | 3929 | Yes |  |  |  | 0 | 1.05 | 1.05
6 | 13 | 17 | 3930 | Yes |  |  |  | 0 | 0.85 | 0.85
6 | 13 | 18 | 3931 | Yes |  |  |  | 0 | 0.7 | 0.7
6 | 13 | 19 | 3932 | Yes |  |  |  | 0 | 0.55 | 0.55
6 | 13 | 20 | 3933 | Yes |  |  |  | 0 | 0.35 | 0.35
6 | 13 | 21 | 3934 | Yes |  |  |  | 0 | 0.2 | 0.2
6 | 13 | 22 | 3935 | Yes |  |  |  | 0 | 0.2 | 0.2
6 | 13 | 23 | 3936 | Yes |  |  |  | 0 | 0.2 | 0.2
6 | 14 | 0 | 3937 | Saturday |  |  |  | 0 | 0.2 | 0.2
6 | 14 | 1 | 3938 | Saturday |  |  |  | 0 | 0.2 | 0.2
6 | 14 | 2 | 3939 | Saturday |  |  |  | 0 | 0.2 | 0.2
6 | 14 | 3 | 3940 | Saturday |  |  |  | 0 | 0.2 | 0.2
6 | 14 | 4 | 3941 | Saturday |  |  |  | 0 | 0.3 | 0.3
6 | 14 | 5 | 3942 | Saturday |  |  |  | 0 | 0.45 | 0.45
6 | 14 | 6 | 3943 | Saturday |  |  |  | 0 | 0.58 | 0.58
6 | 14 | 7 | 3944 | Saturday |  |  |  | 0 | 0.7 | 0.7
6 | 14 | 8 | 3945 | Saturday |  |  |  | 0 | 0.85 | 0.85
6 | 14 | 9 | 3946 | Saturday |  |  |  | 0 | 1.03 | 1.03
6 | 14 | 10 | 3947 | Saturday |  |  |  | 0 | 0.99 | 0.99
6 | 14 | 11 | 3948 | Saturday |  |  |  | 0 | 0.92 | 0.92
6 | 14 | 12 | 3949 | Saturday |  |  |  | 0 | 0.95 | 0.95
6 | 14 | 13 | 3950 | Saturday |  |  |  | 0 | 1 | 1
6 | 14 | 14 | 3951 | Saturday |  |  |  | 0 | 1.02 | 1.02
6 | 14 | 15 | 3952 | Saturday |  |  |  | 0 | 1.03 | 1.03
6 | 14 | 16 | 3953 | Saturday |  |  |  | 0 | 1.05 | 1.05
6 | 14 | 17 | 3954 | Saturday |  |  |  | 0 | 0.85 | 0.85
6 | 14 | 18 | 3955 | Saturday |  |  |  | 0 | 0.7 | 0.7
6 | 14 | 19 | 3956 | Saturday |  |  |  | 0 | 0.55 | 0.55
6 | 14 | 20 | 3957 | Saturday |  |  |  | 0 | 0.35 | 0.35
6 | 14 | 21 | 3958 | Saturday |  |  |  | 0 | 0.2 | 0.2
6 | 14 | 22 | 3959 | Saturday |  |  |  | 0 | 0.2 | 0.2
6 | 14 | 23 | 3960 | Saturday |  |  |  | 0 | 0.2 | 0.2
6 | 15 | 0 | 3961 | Sunday |  |  |  | 0 | 0.2 | 0.2
6 | 15 | 1 | 3962 | Sunday |  |  |  | 0 | 0.2 | 0.2
6 | 15 | 2 | 3963 | Sunday |  |  |  | 0 | 0.2 | 0.2
6 | 15 | 3 | 3964 | Sunday |  |  |  | 0 | 0.2 | 0.2
6 | 15 | 4 | 3965 | Sunday |  |  |  | 0 | 0.3 | 0.3
6 | 15 | 5 | 3966 | Sunday |  |  |  | 0 | 0.45 | 0.45
6 | 15 | 6 | 3967 | Sunday |  |  |  | 0 | 0.58 | 0.58
6 | 15 | 7 | 3968 | Sunday |  |  |  | 0 | 0.7 | 0.7
6 | 15 | 8 | 3969 | Sunday |  |  |  | 0 | 0.85 | 0.85
6 | 15 | 9 | 3970 | Sunday |  |  |  | 0 | 1.03 | 1.03
6 | 15 | 10 | 3971 | Sunday |  |  |  | 0 | 0.99 | 0.99
6 | 15 | 11 | 3972 | Sunday |  |  |  | 0 | 0.92 | 0.92
6 | 15 | 12 | 3973 | Sunday |  |  |  | 0 | 0.95 | 0.95
6 | 15 | 13 | 3974 | Sunday |  |  |  | 0 | 1 | 1
6 | 15 | 14 | 3975 | Sunday |  |  |  | 0 | 1.02 | 1.02
6 | 15 | 15 | 3976 | Sunday |  |  |  | 0 | 1.03 | 1.03
6 | 15 | 16 | 3977 | Sunday |  |  |  | 0 | 1.05 | 1.05
6 | 15 | 17 | 3978 | Sunday |  |  |  | 0 | 0.85 | 0.85
6 | 15 | 18 | 3979 | Sunday |  |  |  | 0 | 0.7 | 0.7
6 | 15 | 19 | 3980 | Sunday |  |  |  | 0 | 0.55 | 0.55
6 | 15 | 20 | 3981 | Sunday |  |  |  | 0 | 0.35 | 0.35
6 | 15 | 21 | 3982 | Sunday |  |  |  | 0 | 0.2 | 0.2
6 | 15 | 22 | 3983 | Sunday |  |  |  | 0 | 0.2 | 0.2
6 | 15 | 23 | 3984 | Sunday |  |  |  | 0 | 0.2 | 0.2
6 | 16 | 0 | 3985 | Yes |  |  |  | 0 | 0.2 | 0.2
6 | 16 | 1 | 3986 | Yes |  |  |  | 0 | 0.2 | 0.2
6 | 16 | 2 | 3987 | Yes |  |  |  | 0 | 0.2 | 0.2
6 | 16 | 3 | 3988 | Yes |  |  |  | 0 | 0.2 | 0.2
6 | 16 | 4 | 3989 | Yes |  |  |  | 0 | 0.3 | 0.3
6 | 16 | 5 | 3990 | Yes |  |  |  | 0 | 0.45 | 0.45
6 | 16 | 6 | 3991 | Yes |  |  |  | 0 | 0.58 | 0.58
6 | 16 | 7 | 3992 | Yes |  |  |  | 0 | 0.7 | 0.7
6 | 16 | 8 | 3993 | Yes |  |  |  | 0 | 0.85 | 0.85
6 | 16 | 9 | 3994 | Yes |  |  |  | 0 | 1.03 | 1.03
6 | 16 | 10 | 3995 | Yes |  |  |  | 0 | 0.99 | 0.99
6 | 16 | 11 | 3996 | Yes |  |  |  | 0 | 0.92 | 0.92
6 | 16 | 12 | 3997 | Yes |  |  |  | 0 | 0.95 | 0.95
6 | 16 | 13 | 3998 | Yes |  |  |  | 0 | 1 | 1
6 | 16 | 14 | 3999 | Yes |  |  |  | 0 | 1.02 | 1.02
6 | 16 | 15 | 4000 | Yes |  |  |  | 0 | 1.03 | 1.03
6 | 16 | 16 | 4001 | Yes |  |  |  | 0 | 1.05 | 1.05
6 | 16 | 17 | 4002 | Yes |  |  |  | 0 | 0.85 | 0.85
6 | 16 | 18 | 4003 | Yes |  |  |  | 0 | 0.7 | 0.7
6 | 16 | 19 | 4004 | Yes |  |  |  | 0 | 0.55 | 0.55
6 | 16 | 20 | 4005 | Yes |  |  |  | 0 | 0.35 | 0.35
6 | 16 | 21 | 4006 | Yes |  |  |  | 0 | 0.2 | 0.2
6 | 16 | 22 | 4007 | Yes |  |  |  | 0 | 0.2 | 0.2
6 | 16 | 23 | 4008 | Yes |  |  |  | 0 | 0.2 | 0.2
6 | 17 | 0 | 4009 | Yes |  |  |  | 0 | 0.2 | 0.2
6 | 17 | 1 | 4010 | Yes |  |  |  | 0 | 0.2 | 0.2
6 | 17 | 2 | 4011 | Yes |  |  |  | 0 | 0.2 | 0.2
6 | 17 | 3 | 4012 | Yes |  |  |  | 0 | 0.2 | 0.2
6 | 17 | 4 | 4013 | Yes |  |  |  | 0 | 0.3 | 0.3
6 | 17 | 5 | 4014 | Yes |  |  |  | 0 | 0.45 | 0.45
6 | 17 | 6 | 4015 | Yes |  |  |  | 0 | 0.58 | 0.58
6 | 17 | 7 | 4016 | Yes |  |  |  | 0 | 0.7 | 0.7
6 | 17 | 8 | 4017 | Yes |  |  |  | 0 | 0.85 | 0.85
6 | 17 | 9 | 4018 | Yes |  |  |  | 0 | 1.03 | 1.03
6 | 17 | 10 | 4019 | Yes |  |  |  | 0 | 0.99 | 0.99
6 | 17 | 11 | 4020 | Yes |  |  |  | 0 | 0.92 | 0.92
6 | 17 | 12 | 4021 | Yes |  |  |  | 0 | 0.95 | 0.95
6 | 17 | 13 | 4022 | Yes |  |  |  | 0 | 1 | 1
6 | 17 | 14 | 4023 | Yes |  |  |  | 0 | 1.02 | 1.02
6 | 17 | 15 | 4024 | Yes |  |  |  | 0 | 1.03 | 1.03
6 | 17 | 16 | 4025 | Yes |  |  |  | 0 | 1.05 | 1.05
6 | 17 | 17 | 4026 | Yes |  |  |  | 0 | 0.85 | 0.85
6 | 17 | 18 | 4027 | Yes |  |  |  | 0 | 0.7 | 0.7
6 | 17 | 19 | 4028 | Yes |  |  |  | 0 | 0.55 | 0.55
6 | 17 | 20 | 4029 | Yes |  |  |  | 0 | 0.35 | 0.35
6 | 17 | 21 | 4030 | Yes |  |  |  | 0 | 0.2 | 0.2
6 | 17 | 22 | 4031 | Yes |  |  |  | 0 | 0.2 | 0.2
6 | 17 | 23 | 4032 | Yes |  |  |  | 0 | 0.2 | 0.2
6 | 18 | 0 | 4033 | Yes |  |  |  | 0 | 0.2 | 0.2
6 | 18 | 1 | 4034 | Yes |  |  |  | 0 | 0.2 | 0.2
6 | 18 | 2 | 4035 | Yes |  |  |  | 0 | 0.2 | 0.2
6 | 18 | 3 | 4036 | Yes |  |  |  | 0 | 0.2 | 0.2
6 | 18 | 4 | 4037 | Yes |  |  |  | 0 | 0.3 | 0.3
6 | 18 | 5 | 4038 | Yes |  |  |  | 0 | 0.45 | 0.45
6 | 18 | 6 | 4039 | Yes |  |  |  | 0 | 0.58 | 0.58
6 | 18 | 7 | 4040 | Yes |  |  |  | 0 | 0.7 | 0.7
6 | 18 | 8 | 4041 | Yes |  |  |  | 0 | 0.85 | 0.85
6 | 18 | 9 | 4042 | Yes |  |  |  | 0 | 1.03 | 1.03
6 | 18 | 10 | 4043 | Yes |  |  |  | 0 | 0.99 | 0.99
6 | 18 | 11 | 4044 | Yes |  |  |  | 0 | 0.92 | 0.92
6 | 18 | 12 | 4045 | Yes |  |  |  | 0 | 0.95 | 0.95
6 | 18 | 13 | 4046 | Yes |  |  |  | 0 | 1 | 1
6 | 18 | 14 | 4047 | Yes |  |  |  | 0 | 1.02 | 1.02
6 | 18 | 15 | 4048 | Yes |  |  |  | 0 | 1.03 | 1.03
6 | 18 | 16 | 4049 | Yes |  |  |  | 0 | 1.05 | 1.05
6 | 18 | 17 | 4050 | Yes |  |  |  | 0 | 0.85 | 0.85
6 | 18 | 18 | 4051 | Yes |  |  |  | 0 | 0.7 | 0.7
6 | 18 | 19 | 4052 | Yes |  |  |  | 0 | 0.55 | 0.55
6 | 18 | 20 | 4053 | Yes |  |  |  | 0 | 0.35 | 0.35
6 | 18 | 21 | 4054 | Yes |  |  |  | 0 | 0.2 | 0.2
6 | 18 | 22 | 4055 | Yes |  |  |  | 0 | 0.2 | 0.2
6 | 18 | 23 | 4056 | Yes |  |  |  | 0 | 0.2 | 0.2
6 | 19 | 0 | 4057 | Yes |  |  |  | 0 | 0.2 | 0.2
6 | 19 | 1 | 4058 | Yes |  |  |  | 0 | 0.2 | 0.2
6 | 19 | 2 | 4059 | Yes |  |  |  | 0 | 0.2 | 0.2
6 | 19 | 3 | 4060 | Yes |  |  |  | 0 | 0.2 | 0.2
6 | 19 | 4 | 4061 | Yes |  |  |  | 0 | 0.3 | 0.3
6 | 19 | 5 | 4062 | Yes |  |  |  | 0 | 0.45 | 0.45
6 | 19 | 6 | 4063 | Yes |  |  |  | 0 | 0.58 | 0.58
6 | 19 | 7 | 4064 | Yes |  |  |  | 0 | 0.7 | 0.7
6 | 19 | 8 | 4065 | Yes |  |  |  | 0 | 0.85 | 0.85
6 | 19 | 9 | 4066 | Yes |  |  |  | 0 | 1.03 | 1.03
6 | 19 | 10 | 4067 | Yes |  |  |  | 0 | 0.99 | 0.99
6 | 19 | 11 | 4068 | Yes |  |  |  | 0 | 0.92 | 0.92
6 | 19 | 12 | 4069 | Yes |  |  |  | 0 | 0.95 | 0.95
6 | 19 | 13 | 4070 | Yes |  |  |  | 0 | 1 | 1
6 | 19 | 14 | 4071 | Yes |  |  |  | 0 | 1.02 | 1.02
6 | 19 | 15 | 4072 | Yes |  |  |  | 0 | 1.03 | 1.03
6 | 19 | 16 | 4073 | Yes |  |  |  | 0 | 1.05 | 1.05
6 | 19 | 17 | 4074 | Yes |  |  |  | 0 | 0.85 | 0.85
6 | 19 | 18 | 4075 | Yes |  |  |  | 0 | 0.7 | 0.7
6 | 19 | 19 | 4076 | Yes |  |  |  | 0 | 0.55 | 0.55
6 | 19 | 20 | 4077 | Yes |  |  |  | 0 | 0.35 | 0.35
6 | 19 | 21 | 4078 | Yes |  |  |  | 0 | 0.2 | 0.2
6 | 19 | 22 | 4079 | Yes |  |  |  | 0 | 0.2 | 0.2
6 | 19 | 23 | 4080 | Yes |  |  |  | 0 | 0.2 | 0.2
6 | 20 | 0 | 4081 | Yes |  |  |  | 0 | 0.2 | 0.2
6 | 20 | 1 | 4082 | Yes |  |  |  | 0 | 0.2 | 0.2
6 | 20 | 2 | 4083 | Yes |  |  |  | 0 | 0.2 | 0.2
6 | 20 | 3 | 4084 | Yes |  |  |  | 0 | 0.2 | 0.2
6 | 20 | 4 | 4085 | Yes |  |  |  | 0 | 0.3 | 0.3
6 | 20 | 5 | 4086 | Yes |  |  |  | 0 | 0.45 | 0.45
6 | 20 | 6 | 4087 | Yes |  |  |  | 0 | 0.58 | 0.58
6 | 20 | 7 | 4088 | Yes |  |  |  | 0 | 0.7 | 0.7
6 | 20 | 8 | 4089 | Yes |  |  |  | 0 | 0.85 | 0.85
6 | 20 | 9 | 4090 | Yes |  |  |  | 0 | 1.03 | 1.03
6 | 20 | 10 | 4091 | Yes |  |  |  | 0 | 0.99 | 0.99
6 | 20 | 11 | 4092 | Yes |  |  |  | 0 | 0.92 | 0.92
6 | 20 | 12 | 4093 | Yes |  |  |  | 0 | 0.95 | 0.95
6 | 20 | 13 | 4094 | Yes |  |  |  | 0 | 1 | 1
6 | 20 | 14 | 4095 | Yes |  |  |  | 0 | 1.02 | 1.02
6 | 20 | 15 | 4096 | Yes |  |  |  | 0 | 1.03 | 1.03
6 | 20 | 16 | 4097 | Yes |  |  |  | 0 | 1.05 | 1.05
6 | 20 | 17 | 4098 | Yes |  |  |  | 0 | 0.85 | 0.85
6 | 20 | 18 | 4099 | Yes |  |  |  | 0 | 0.7 | 0.7
6 | 20 | 19 | 4100 | Yes |  |  |  | 0 | 0.55 | 0.55
6 | 20 | 20 | 4101 | Yes |  |  |  | 0 | 0.35 | 0.35
6 | 20 | 21 | 4102 | Yes |  |  |  | 0 | 0.2 | 0.2
6 | 20 | 22 | 4103 | Yes |  |  |  | 0 | 0.2 | 0.2
6 | 20 | 23 | 4104 | Yes |  |  |  | 0 | 0.2 | 0.2
6 | 21 | 0 | 4105 | Saturday |  |  |  | 0 | 0.2 | 0.2
6 | 21 | 1 | 4106 | Saturday |  |  |  | 0 | 0.2 | 0.2
6 | 21 | 2 | 4107 | Saturday |  |  |  | 0 | 0.2 | 0.2
6 | 21 | 3 | 4108 | Saturday |  |  |  | 0 | 0.2 | 0.2
6 | 21 | 4 | 4109 | Saturday |  |  |  | 0 | 0.3 | 0.3
6 | 21 | 5 | 4110 | Saturday |  |  |  | 0 | 0.45 | 0.45
6 | 21 | 6 | 4111 | Saturday |  |  |  | 0 | 0.58 | 0.58
6 | 21 | 7 | 4112 | Saturday |  |  |  | 0 | 0.7 | 0.7
6 | 21 | 8 | 4113 | Saturday |  |  |  | 0 | 0.85 | 0.85
6 | 21 | 9 | 4114 | Saturday |  |  |  | 0 | 1.03 | 1.03
6 | 21 | 10 | 4115 | Saturday |  |  |  | 0 | 0.99 | 0.99
6 | 21 | 11 | 4116 | Saturday |  |  |  | 0 | 0.92 | 0.92
6 | 21 | 12 | 4117 | Saturday |  |  |  | 0 | 0.95 | 0.95
6 | 21 | 13 | 4118 | Saturday |  |  |  | 0 | 1 | 1
6 | 21 | 14 | 4119 | Saturday |  |  |  | 0 | 1.02 | 1.02
6 | 21 | 15 | 4120 | Saturday |  |  |  | 0 | 1.03 | 1.03
6 | 21 | 16 | 4121 | Saturday |  |  |  | 0 | 1.05 | 1.05
6 | 21 | 17 | 4122 | Saturday |  |  |  | 0 | 0.85 | 0.85
6 | 21 | 18 | 4123 | Saturday |  |  |  | 0 | 0.7 | 0.7
6 | 21 | 19 | 4124 | Saturday |  |  |  | 0 | 0.55 | 0.55
6 | 21 | 20 | 4125 | Saturday |  |  |  | 0 | 0.35 | 0.35
6 | 21 | 21 | 4126 | Saturday |  |  |  | 0 | 0.2 | 0.2
6 | 21 | 22 | 4127 | Saturday |  |  |  | 0 | 0.2 | 0.2
6 | 21 | 23 | 4128 | Saturday |  |  |  | 0 | 0.2 | 0.2
6 | 22 | 0 | 4129 | Sunday |  |  |  | 0 | 0.2 | 0.2
6 | 22 | 1 | 4130 | Sunday |  |  |  | 0 | 0.2 | 0.2
6 | 22 | 2 | 4131 | Sunday |  |  |  | 0 | 0.2 | 0.2
6 | 22 | 3 | 4132 | Sunday |  |  |  | 0 | 0.2 | 0.2
6 | 22 | 4 | 4133 | Sunday |  |  |  | 0 | 0.3 | 0.3
6 | 22 | 5 | 4134 | Sunday |  |  |  | 0 | 0.45 | 0.45
6 | 22 | 6 | 4135 | Sunday |  |  |  | 0 | 0.58 | 0.58
6 | 22 | 7 | 4136 | Sunday |  |  |  | 0 | 0.7 | 0.7
6 | 22 | 8 | 4137 | Sunday |  |  |  | 0 | 0.85 | 0.85
6 | 22 | 9 | 4138 | Sunday |  |  |  | 0 | 1.03 | 1.03
6 | 22 | 10 | 4139 | Sunday |  |  |  | 0 | 0.99 | 0.99
6 | 22 | 11 | 4140 | Sunday |  |  |  | 0 | 0.92 | 0.92
6 | 22 | 12 | 4141 | Sunday |  |  |  | 0 | 0.95 | 0.95
6 | 22 | 13 | 4142 | Sunday |  |  |  | 0 | 1 | 1
6 | 22 | 14 | 4143 | Sunday |  |  |  | 0 | 1.02 | 1.02
6 | 22 | 15 | 4144 | Sunday |  |  |  | 0 | 1.03 | 1.03
6 | 22 | 16 | 4145 | Sunday |  |  |  | 0 | 1.05 | 1.05
6 | 22 | 17 | 4146 | Sunday |  |  |  | 0 | 0.85 | 0.85
6 | 22 | 18 | 4147 | Sunday |  |  |  | 0 | 0.7 | 0.7
6 | 22 | 19 | 4148 | Sunday |  |  |  | 0 | 0.55 | 0.55
6 | 22 | 20 | 4149 | Sunday |  |  |  | 0 | 0.35 | 0.35
6 | 22 | 21 | 4150 | Sunday |  |  |  | 0 | 0.2 | 0.2
6 | 22 | 22 | 4151 | Sunday |  |  |  | 0 | 0.2 | 0.2
6 | 22 | 23 | 4152 | Sunday |  |  |  | 0 | 0.2 | 0.2
6 | 23 | 0 | 4153 | Yes |  |  |  | 0 | 0.2 | 0.2
6 | 23 | 1 | 4154 | Yes |  |  |  | 0 | 0.2 | 0.2
6 | 23 | 2 | 4155 | Yes |  |  |  | 0 | 0.2 | 0.2
6 | 23 | 3 | 4156 | Yes |  |  |  | 0 | 0.2 | 0.2
6 | 23 | 4 | 4157 | Yes |  |  |  | 0 | 0.3 | 0.3
6 | 23 | 5 | 4158 | Yes |  |  |  | 0 | 0.45 | 0.45
6 | 23 | 6 | 4159 | Yes |  |  |  | 0 | 0.58 | 0.58
6 | 23 | 7 | 4160 | Yes |  |  |  | 0 | 0.7 | 0.7
6 | 23 | 8 | 4161 | Yes |  |  |  | 0 | 0.85 | 0.85
6 | 23 | 9 | 4162 | Yes |  |  |  | 0 | 1.03 | 1.03
6 | 23 | 10 | 4163 | Yes |  |  |  | 0 | 0.99 | 0.99
6 | 23 | 11 | 4164 | Yes |  |  |  | 0 | 0.92 | 0.92
6 | 23 | 12 | 4165 | Yes |  |  |  | 0 | 0.95 | 0.95
6 | 23 | 13 | 4166 | Yes |  |  |  | 0 | 1 | 1
6 | 23 | 14 | 4167 | Yes |  |  |  | 0 | 1.02 | 1.02
6 | 23 | 15 | 4168 | Yes |  |  |  | 0 | 1.03 | 1.03
6 | 23 | 16 | 4169 | Yes |  |  |  | 0 | 1.05 | 1.05
6 | 23 | 17 | 4170 | Yes |  |  |  | 0 | 0.85 | 0.85
6 | 23 | 18 | 4171 | Yes |  |  |  | 0 | 0.7 | 0.7
6 | 23 | 19 | 4172 | Yes |  |  |  | 0 | 0.55 | 0.55
6 | 23 | 20 | 4173 | Yes |  |  |  | 0 | 0.35 | 0.35
6 | 23 | 21 | 4174 | Yes |  |  |  | 0 | 0.2 | 0.2
6 | 23 | 22 | 4175 | Yes |  |  |  | 0 | 0.2 | 0.2
6 | 23 | 23 | 4176 | Yes |  |  |  | 0 | 0.2 | 0.2
6 | 24 | 0 | 4177 | Yes |  |  |  | 0 | 0.2 | 0.2
6 | 24 | 1 | 4178 | Yes |  |  |  | 0 | 0.2 | 0.2
6 | 24 | 2 | 4179 | Yes |  |  |  | 0 | 0.2 | 0.2
6 | 24 | 3 | 4180 | Yes |  |  |  | 0 | 0.2 | 0.2
6 | 24 | 4 | 4181 | Yes |  |  |  | 0 | 0.3 | 0.3
6 | 24 | 5 | 4182 | Yes |  |  |  | 0 | 0.45 | 0.45
6 | 24 | 6 | 4183 | Yes |  |  |  | 0 | 0.58 | 0.58
6 | 24 | 7 | 4184 | Yes |  |  |  | 0 | 0.7 | 0.7
6 | 24 | 8 | 4185 | Yes |  |  |  | 0 | 0.85 | 0.85
6 | 24 | 9 | 4186 | Yes |  |  |  | 0 | 1.03 | 1.03
6 | 24 | 10 | 4187 | Yes |  |  |  | 0 | 0.99 | 0.99
6 | 24 | 11 | 4188 | Yes |  |  |  | 0 | 0.92 | 0.92
6 | 24 | 12 | 4189 | Yes |  |  |  | 0 | 0.95 | 0.95
6 | 24 | 13 | 4190 | Yes |  |  |  | 0 | 1 | 1
6 | 24 | 14 | 4191 | Yes |  |  |  | 0 | 1.02 | 1.02
6 | 24 | 15 | 4192 | Yes |  |  |  | 0 | 1.03 | 1.03
6 | 24 | 16 | 4193 | Yes |  |  |  | 0 | 1.05 | 1.05
6 | 24 | 17 | 4194 | Yes |  |  |  | 0 | 0.85 | 0.85
6 | 24 | 18 | 4195 | Yes |  |  |  | 0 | 0.7 | 0.7
6 | 24 | 19 | 4196 | Yes |  |  |  | 0 | 0.55 | 0.55
6 | 24 | 20 | 4197 | Yes |  |  |  | 0 | 0.35 | 0.35
6 | 24 | 21 | 4198 | Yes |  |  |  | 0 | 0.2 | 0.2
6 | 24 | 22 | 4199 | Yes |  |  |  | 0 | 0.2 | 0.2
6 | 24 | 23 | 4200 | Yes |  |  |  | 0 | 0.2 | 0.2
6 | 25 | 0 | 4201 | Yes |  |  |  | 0 | 0.2 | 0.2
6 | 25 | 1 | 4202 | Yes |  |  |  | 0 | 0.2 | 0.2
6 | 25 | 2 | 4203 | Yes |  |  |  | 0 | 0.2 | 0.2
6 | 25 | 3 | 4204 | Yes |  |  |  | 0 | 0.2 | 0.2
6 | 25 | 4 | 4205 | Yes |  |  |  | 0 | 0.3 | 0.3
6 | 25 | 5 | 4206 | Yes |  |  |  | 0 | 0.45 | 0.45
6 | 25 | 6 | 4207 | Yes |  |  |  | 0 | 0.58 | 0.58
6 | 25 | 7 | 4208 | Yes |  |  |  | 0 | 0.7 | 0.7
6 | 25 | 8 | 4209 | Yes |  |  |  | 0 | 0.85 | 0.85
6 | 25 | 9 | 4210 | Yes |  |  |  | 0 | 1.03 | 1.03
6 | 25 | 10 | 4211 | Yes |  |  |  | 0 | 0.99 | 0.99
6 | 25 | 11 | 4212 | Yes |  |  |  | 0 | 0.92 | 0.92
6 | 25 | 12 | 4213 | Yes |  |  |  | 0 | 0.95 | 0.95
6 | 25 | 13 | 4214 | Yes |  |  |  | 0 | 1 | 1
6 | 25 | 14 | 4215 | Yes |  |  |  | 0 | 1.02 | 1.02
6 | 25 | 15 | 4216 | Yes |  |  |  | 0 | 1.03 | 1.03
6 | 25 | 16 | 4217 | Yes |  |  |  | 0 | 1.05 | 1.05
6 | 25 | 17 | 4218 | Yes |  |  |  | 0 | 0.85 | 0.85
6 | 25 | 18 | 4219 | Yes |  |  |  | 0 | 0.7 | 0.7
6 | 25 | 19 | 4220 | Yes |  |  |  | 0 | 0.55 | 0.55
6 | 25 | 20 | 4221 | Yes |  |  |  | 0 | 0.35 | 0.35
6 | 25 | 21 | 4222 | Yes |  |  |  | 0 | 0.2 | 0.2
6 | 25 | 22 | 4223 | Yes |  |  |  | 0 | 0.2 | 0.2
6 | 25 | 23 | 4224 | Yes |  |  |  | 0 | 0.2 | 0.2
6 | 26 | 0 | 4225 | Yes |  |  |  | 0 | 0.2 | 0.2
6 | 26 | 1 | 4226 | Yes |  |  |  | 0 | 0.2 | 0.2
6 | 26 | 2 | 4227 | Yes |  |  |  | 0 | 0.2 | 0.2
6 | 26 | 3 | 4228 | Yes |  |  |  | 0 | 0.2 | 0.2
6 | 26 | 4 | 4229 | Yes |  |  |  | 0 | 0.3 | 0.3
6 | 26 | 5 | 4230 | Yes |  |  |  | 0 | 0.45 | 0.45
6 | 26 | 6 | 4231 | Yes |  |  |  | 0 | 0.58 | 0.58
6 | 26 | 7 | 4232 | Yes |  |  |  | 0 | 0.7 | 0.7
6 | 26 | 8 | 4233 | Yes |  |  |  | 0 | 0.85 | 0.85
6 | 26 | 9 | 4234 | Yes |  |  |  | 0 | 1.03 | 1.03
6 | 26 | 10 | 4235 | Yes |  |  |  | 0 | 0.99 | 0.99
6 | 26 | 11 | 4236 | Yes |  |  |  | 0 | 0.92 | 0.92
6 | 26 | 12 | 4237 | Yes |  |  |  | 0 | 0.95 | 0.95
6 | 26 | 13 | 4238 | Yes |  |  |  | 0 | 1 | 1
6 | 26 | 14 | 4239 | Yes |  |  |  | 0 | 1.02 | 1.02
6 | 26 | 15 | 4240 | Yes |  |  |  | 0 | 1.03 | 1.03
6 | 26 | 16 | 4241 | Yes |  |  |  | 0 | 1.05 | 1.05
6 | 26 | 17 | 4242 | Yes |  |  |  | 0 | 0.85 | 0.85
6 | 26 | 18 | 4243 | Yes |  |  |  | 0 | 0.7 | 0.7
6 | 26 | 19 | 4244 | Yes |  |  |  | 0 | 0.55 | 0.55
6 | 26 | 20 | 4245 | Yes |  |  |  | 0 | 0.35 | 0.35
6 | 26 | 21 | 4246 | Yes |  |  |  | 0 | 0.2 | 0.2
6 | 26 | 22 | 4247 | Yes |  |  |  | 0 | 0.2 | 0.2
6 | 26 | 23 | 4248 | Yes |  |  |  | 0 | 0.2 | 0.2
6 | 27 | 0 | 4249 | Yes |  |  |  | 0 | 0.2 | 0.2
6 | 27 | 1 | 4250 | Yes |  |  |  | 0 | 0.2 | 0.2
6 | 27 | 2 | 4251 | Yes |  |  |  | 0 | 0.2 | 0.2
6 | 27 | 3 | 4252 | Yes |  |  |  | 0 | 0.2 | 0.2
6 | 27 | 4 | 4253 | Yes |  |  |  | 0 | 0.3 | 0.3
6 | 27 | 5 | 4254 | Yes |  |  |  | 0 | 0.45 | 0.45
6 | 27 | 6 | 4255 | Yes |  |  |  | 0 | 0.58 | 0.58
6 | 27 | 7 | 4256 | Yes |  |  |  | 0 | 0.7 | 0.7
6 | 27 | 8 | 4257 | Yes |  |  |  | 0 | 0.85 | 0.85
6 | 27 | 9 | 4258 | Yes |  |  |  | 0 | 1.03 | 1.03
6 | 27 | 10 | 4259 | Yes |  |  |  | 0 | 0.99 | 0.99
6 | 27 | 11 | 4260 | Yes |  |  |  | 0 | 0.92 | 0.92
6 | 27 | 12 | 4261 | Yes |  |  |  | 0 | 0.95 | 0.95
6 | 27 | 13 | 4262 | Yes |  |  |  | 0 | 1 | 1
6 | 27 | 14 | 4263 | Yes |  |  |  | 0 | 1.02 | 1.02
6 | 27 | 15 | 4264 | Yes |  |  |  | 0 | 1.03 | 1.03
6 | 27 | 16 | 4265 | Yes |  |  |  | 0 | 1.05 | 1.05
6 | 27 | 17 | 4266 | Yes |  |  |  | 0 | 0.85 | 0.85
6 | 27 | 18 | 4267 | Yes |  |  |  | 0 | 0.7 | 0.7
6 | 27 | 19 | 4268 | Yes |  |  |  | 0 | 0.55 | 0.55
6 | 27 | 20 | 4269 | Yes |  |  |  | 0 | 0.35 | 0.35
6 | 27 | 21 | 4270 | Yes |  |  |  | 0 | 0.2 | 0.2
6 | 27 | 22 | 4271 | Yes |  |  |  | 0 | 0.2 | 0.2
6 | 27 | 23 | 4272 | Yes |  |  |  | 0 | 0.2 | 0.2
6 | 28 | 0 | 4273 | Saturday |  |  |  | 0 | 0.2 | 0.2
6 | 28 | 1 | 4274 | Saturday |  |  |  | 0 | 0.2 | 0.2
6 | 28 | 2 | 4275 | Saturday |  |  |  | 0 | 0.2 | 0.2
6 | 28 | 3 | 4276 | Saturday |  |  |  | 0 | 0.2 | 0.2
6 | 28 | 4 | 4277 | Saturday |  |  |  | 0 | 0.3 | 0.3
6 | 28 | 5 | 4278 | Saturday |  |  |  | 0 | 0.45 | 0.45
6 | 28 | 6 | 4279 | Saturday |  |  |  | 0 | 0.58 | 0.58
6 | 28 | 7 | 4280 | Saturday |  |  |  | 0 | 0.7 | 0.7
6 | 28 | 8 | 4281 | Saturday |  |  |  | 0 | 0.85 | 0.85
6 | 28 | 9 | 4282 | Saturday |  |  |  | 0 | 1.03 | 1.03
6 | 28 | 10 | 4283 | Saturday |  |  |  | 0 | 0.99 | 0.99
6 | 28 | 11 | 4284 | Saturday |  |  |  | 0 | 0.92 | 0.92
6 | 28 | 12 | 4285 | Saturday |  |  |  | 0 | 0.95 | 0.95
6 | 28 | 13 | 4286 | Saturday |  |  |  | 0 | 1 | 1
6 | 28 | 14 | 4287 | Saturday |  |  |  | 0 | 1.02 | 1.02
6 | 28 | 15 | 4288 | Saturday |  |  |  | 0 | 1.03 | 1.03
6 | 28 | 16 | 4289 | Saturday |  |  |  | 0 | 1.05 | 1.05
6 | 28 | 17 | 4290 | Saturday |  |  |  | 0 | 0.85 | 0.85
6 | 28 | 18 | 4291 | Saturday |  |  |  | 0 | 0.7 | 0.7
6 | 28 | 19 | 4292 | Saturday |  |  |  | 0 | 0.55 | 0.55
6 | 28 | 20 | 4293 | Saturday |  |  |  | 0 | 0.35 | 0.35
6 | 28 | 21 | 4294 | Saturday |  |  |  | 0 | 0.2 | 0.2
6 | 28 | 22 | 4295 | Saturday |  |  |  | 0 | 0.2 | 0.2
6 | 28 | 23 | 4296 | Saturday |  |  |  | 0 | 0.2 | 0.2
6 | 29 | 0 | 4297 | Sunday |  |  |  | 0 | 0.2 | 0.2
6 | 29 | 1 | 4298 | Sunday |  |  |  | 0 | 0.2 | 0.2
6 | 29 | 2 | 4299 | Sunday |  |  |  | 0 | 0.2 | 0.2
6 | 29 | 3 | 4300 | Sunday |  |  |  | 0 | 0.2 | 0.2
6 | 29 | 4 | 4301 | Sunday |  |  |  | 0 | 0.3 | 0.3
6 | 29 | 5 | 4302 | Sunday |  |  |  | 0 | 0.45 | 0.45
6 | 29 | 6 | 4303 | Sunday |  |  |  | 0 | 0.58 | 0.58
6 | 29 | 7 | 4304 | Sunday |  |  |  | 0 | 0.7 | 0.7
6 | 29 | 8 | 4305 | Sunday |  |  |  | 0 | 0.85 | 0.85
6 | 29 | 9 | 4306 | Sunday |  |  |  | 0 | 1.03 | 1.03
6 | 29 | 10 | 4307 | Sunday |  |  |  | 0 | 0.99 | 0.99
6 | 29 | 11 | 4308 | Sunday |  |  |  | 0 | 0.92 | 0.92
6 | 29 | 12 | 4309 | Sunday |  |  |  | 0 | 0.95 | 0.95
6 | 29 | 13 | 4310 | Sunday |  |  |  | 0 | 1 | 1
6 | 29 | 14 | 4311 | Sunday |  |  |  | 0 | 1.02 | 1.02
6 | 29 | 15 | 4312 | Sunday |  |  |  | 0 | 1.03 | 1.03
6 | 29 | 16 | 4313 | Sunday |  |  |  | 0 | 1.05 | 1.05
6 | 29 | 17 | 4314 | Sunday |  |  |  | 0 | 0.85 | 0.85
6 | 29 | 18 | 4315 | Sunday |  |  |  | 0 | 0.7 | 0.7
6 | 29 | 19 | 4316 | Sunday |  |  |  | 0 | 0.55 | 0.55
6 | 29 | 20 | 4317 | Sunday |  |  |  | 0 | 0.35 | 0.35
6 | 29 | 21 | 4318 | Sunday |  |  |  | 0 | 0.2 | 0.2
6 | 29 | 22 | 4319 | Sunday |  |  |  | 0 | 0.2 | 0.2
6 | 29 | 23 | 4320 | Sunday |  |  |  | 0 | 0.2 | 0.2
6 | 30 | 0 | 4321 | Yes |  |  |  | 0 | 0.2 | 0.2
6 | 30 | 1 | 4322 | Yes |  |  |  | 0 | 0.2 | 0.2
6 | 30 | 2 | 4323 | Yes |  |  |  | 0 | 0.2 | 0.2
6 | 30 | 3 | 4324 | Yes |  |  |  | 0 | 0.2 | 0.2
6 | 30 | 4 | 4325 | Yes |  |  |  | 0 | 0.3 | 0.3
6 | 30 | 5 | 4326 | Yes |  |  |  | 0 | 0.45 | 0.45
6 | 30 | 6 | 4327 | Yes |  |  |  | 0 | 0.58 | 0.58
6 | 30 | 7 | 4328 | Yes |  |  |  | 0 | 0.7 | 0.7
6 | 30 | 8 | 4329 | Yes |  |  |  | 0 | 0.85 | 0.85
6 | 30 | 9 | 4330 | Yes |  |  |  | 0 | 1.03 | 1.03
6 | 30 | 10 | 4331 | Yes |  |  |  | 0 | 0.99 | 0.99
6 | 30 | 11 | 4332 | Yes |  |  |  | 0 | 0.92 | 0.92
6 | 30 | 12 | 4333 | Yes |  |  |  | 0 | 0.95 | 0.95
6 | 30 | 13 | 4334 | Yes |  |  |  | 0 | 1 | 1
6 | 30 | 14 | 4335 | Yes |  |  |  | 0 | 1.02 | 1.02
6 | 30 | 15 | 4336 | Yes |  |  |  | 0 | 1.03 | 1.03
6 | 30 | 16 | 4337 | Yes |  |  |  | 0 | 1.05 | 1.05
6 | 30 | 17 | 4338 | Yes |  |  |  | 0 | 0.85 | 0.85
6 | 30 | 18 | 4339 | Yes |  |  |  | 0 | 0.7 | 0.7
6 | 30 | 19 | 4340 | Yes |  |  |  | 0 | 0.55 | 0.55
6 | 30 | 20 | 4341 | Yes |  |  |  | 0 | 0.35 | 0.35
6 | 30 | 21 | 4342 | Yes |  |  |  | 0 | 0.2 | 0.2
6 | 30 | 22 | 4343 | Yes |  |  |  | 0 | 0.2 | 0.2
6 | 30 | 23 | 4344 | Yes |  |  |  | 0 | 0.2 | 0.2
7 | 1 | 0 | 4345 | Sunday |  |  |  | 0 | 0.2 | 0.2
7 | 1 | 1 | 4346 | Sunday |  |  |  | 0 | 0.2 | 0.2
7 | 1 | 2 | 4347 | Sunday |  |  |  | 0 | 0.2 | 0.2
7 | 1 | 3 | 4348 | Sunday |  |  |  | 0 | 0.2 | 0.2
7 | 1 | 4 | 4349 | Sunday |  |  |  | 0 | 0.3 | 0.3
7 | 1 | 5 | 4350 | Sunday |  |  |  | 0 | 0.45 | 0.45
7 | 1 | 6 | 4351 | Sunday |  |  |  | 0 | 0.58 | 0.58
7 | 1 | 7 | 4352 | Sunday |  |  |  | 0 | 0.7 | 0.7
7 | 1 | 8 | 4353 | Sunday |  |  |  | 0 | 0.85 | 0.85
7 | 1 | 9 | 4354 | Sunday |  |  |  | 0 | 1.03 | 1.03
7 | 1 | 10 | 4355 | Sunday |  |  |  | 0 | 0.99 | 0.99
7 | 1 | 11 | 4356 | Sunday |  |  |  | 0 | 0.92 | 0.92
7 | 1 | 12 | 4357 | Sunday |  |  |  | 0 | 0.95 | 0.95
7 | 1 | 13 | 4358 | Sunday |  |  |  | 0 | 1 | 1
7 | 1 | 14 | 4359 | Sunday |  |  |  | 0 | 1.02 | 1.02
7 | 1 | 15 | 4360 | Sunday |  |  |  | 0 | 1.03 | 1.03
7 | 1 | 16 | 4361 | Sunday |  |  |  | 0 | 1.05 | 1.05
7 | 1 | 17 | 4362 | Sunday |  |  |  | 0 | 0.85 | 0.85
7 | 1 | 18 | 4363 | Sunday |  |  |  | 0 | 0.7 | 0.7
7 | 1 | 19 | 4364 | Sunday |  |  |  | 0 | 0.55 | 0.55
7 | 1 | 20 | 4365 | Sunday |  |  |  | 0 | 0.35 | 0.35
7 | 1 | 21 | 4366 | Sunday |  |  |  | 0 | 0.2 | 0.2
7 | 1 | 22 | 4367 | Sunday |  |  |  | 0 | 0.2 | 0.2
7 | 1 | 23 | 4368 | Sunday |  |  |  | 0 | 0.2 | 0.2
7 | 2 | 0 | 4369 | Yes |  |  |  | 0 | 0.2 | 0.2
7 | 2 | 1 | 4370 | Yes |  |  |  | 0 | 0.2 | 0.2
7 | 2 | 2 | 4371 | Yes |  |  |  | 0 | 0.2 | 0.2
7 | 2 | 3 | 4372 | Yes |  |  |  | 0 | 0.2 | 0.2
7 | 2 | 4 | 4373 | Yes |  |  |  | 0 | 0.3 | 0.3
7 | 2 | 5 | 4374 | Yes |  |  |  | 0 | 0.45 | 0.45
7 | 2 | 6 | 4375 | Yes |  |  |  | 0 | 0.58 | 0.58
7 | 2 | 7 | 4376 | Yes |  |  |  | 0 | 0.7 | 0.7
7 | 2 | 8 | 4377 | Yes |  |  |  | 0 | 0.85 | 0.85
7 | 2 | 9 | 4378 | Yes |  |  |  | 0 | 1.03 | 1.03
7 | 2 | 10 | 4379 | Yes |  |  |  | 0 | 0.99 | 0.99
7 | 2 | 11 | 4380 | Yes |  |  |  | 0 | 0.92 | 0.92
7 | 2 | 12 | 4381 | Yes |  |  |  | 0 | 0.95 | 0.95
7 | 2 | 13 | 4382 | Yes |  |  |  | 0 | 1 | 1
7 | 2 | 14 | 4383 | Yes |  |  |  | 0 | 1.02 | 1.02
7 | 2 | 15 | 4384 | Yes |  |  |  | 0 | 1.03 | 1.03
7 | 2 | 16 | 4385 | Yes |  |  |  | 0 | 1.05 | 1.05
7 | 2 | 17 | 4386 | Yes |  |  |  | 0 | 0.85 | 0.85
7 | 2 | 18 | 4387 | Yes |  |  |  | 0 | 0.7 | 0.7
7 | 2 | 19 | 4388 | Yes |  |  |  | 0 | 0.55 | 0.55
7 | 2 | 20 | 4389 | Yes |  |  |  | 0 | 0.35 | 0.35
7 | 2 | 21 | 4390 | Yes |  |  |  | 0 | 0.2 | 0.2
7 | 2 | 22 | 4391 | Yes |  |  |  | 0 | 0.2 | 0.2
7 | 2 | 23 | 4392 | Yes |  |  |  | 0 | 0.2 | 0.2
7 | 3 | 0 | 4393 | Yes |  |  |  | 0 | 0.2 | 0.2
7 | 3 | 1 | 4394 | Yes |  |  |  | 0 | 0.2 | 0.2
7 | 3 | 2 | 4395 | Yes |  |  |  | 0 | 0.2 | 0.2
7 | 3 | 3 | 4396 | Yes |  |  |  | 0 | 0.2 | 0.2
7 | 3 | 4 | 4397 | Yes |  |  |  | 0 | 0.3 | 0.3
7 | 3 | 5 | 4398 | Yes |  |  |  | 0 | 0.45 | 0.45
7 | 3 | 6 | 4399 | Yes |  |  |  | 0 | 0.58 | 0.58
7 | 3 | 7 | 4400 | Yes |  |  |  | 0 | 0.7 | 0.7
7 | 3 | 8 | 4401 | Yes |  |  |  | 0 | 0.85 | 0.85
7 | 3 | 9 | 4402 | Yes |  |  |  | 0 | 1.03 | 1.03
7 | 3 | 10 | 4403 | Yes |  |  |  | 0 | 0.99 | 0.99
7 | 3 | 11 | 4404 | Yes |  |  |  | 0 | 0.92 | 0.92
7 | 3 | 12 | 4405 | Yes |  |  |  | 0 | 0.95 | 0.95
7 | 3 | 13 | 4406 | Yes |  |  |  | 0 | 1 | 1
7 | 3 | 14 | 4407 | Yes |  |  |  | 0 | 1.02 | 1.02
7 | 3 | 15 | 4408 | Yes |  |  |  | 0 | 1.03 | 1.03
7 | 3 | 16 | 4409 | Yes |  |  |  | 0 | 1.05 | 1.05
7 | 3 | 17 | 4410 | Yes |  |  |  | 0 | 0.85 | 0.85
7 | 3 | 18 | 4411 | Yes |  |  |  | 0 | 0.7 | 0.7
7 | 3 | 19 | 4412 | Yes |  |  |  | 0 | 0.55 | 0.55
7 | 3 | 20 | 4413 | Yes |  |  |  | 0 | 0.35 | 0.35
7 | 3 | 21 | 4414 | Yes |  |  |  | 0 | 0.2 | 0.2
7 | 3 | 22 | 4415 | Yes |  |  |  | 0 | 0.2 | 0.2
7 | 3 | 23 | 4416 | Yes |  |  |  | 0 | 0.2 | 0.2
7 | 4 | 0 | 4417 | Yes |  |  |  | 0 | 0.2 | 0.2
7 | 4 | 1 | 4418 | Yes |  |  |  | 0 | 0.2 | 0.2
7 | 4 | 2 | 4419 | Yes |  |  |  | 0 | 0.2 | 0.2
7 | 4 | 3 | 4420 | Yes |  |  |  | 0 | 0.2 | 0.2
7 | 4 | 4 | 4421 | Yes |  |  |  | 0 | 0.3 | 0.3
7 | 4 | 5 | 4422 | Yes |  |  |  | 0 | 0.45 | 0.45
7 | 4 | 6 | 4423 | Yes |  |  |  | 0 | 0.58 | 0.58
7 | 4 | 7 | 4424 | Yes |  |  |  | 0 | 0.7 | 0.7
7 | 4 | 8 | 4425 | Yes |  |  |  | 0 | 0.85 | 0.85
7 | 4 | 9 | 4426 | Yes |  |  |  | 0 | 1.03 | 1.03
7 | 4 | 10 | 4427 | Yes |  |  |  | 0 | 0.99 | 0.99
7 | 4 | 11 | 4428 | Yes |  |  |  | 0 | 0.92 | 0.92
7 | 4 | 12 | 4429 | Yes |  |  |  | 0 | 0.95 | 0.95
7 | 4 | 13 | 4430 | Yes |  |  |  | 0 | 1 | 1
7 | 4 | 14 | 4431 | Yes |  |  |  | 0 | 1.02 | 1.02
7 | 4 | 15 | 4432 | Yes |  |  |  | 0 | 1.03 | 1.03
7 | 4 | 16 | 4433 | Yes |  |  |  | 0 | 1.05 | 1.05
7 | 4 | 17 | 4434 | Yes |  |  |  | 0 | 0.85 | 0.85
7 | 4 | 18 | 4435 | Yes |  |  |  | 0 | 0.7 | 0.7
7 | 4 | 19 | 4436 | Yes |  |  |  | 0 | 0.55 | 0.55
7 | 4 | 20 | 4437 | Yes |  |  |  | 0 | 0.35 | 0.35
7 | 4 | 21 | 4438 | Yes |  |  |  | 0 | 0.2 | 0.2
7 | 4 | 22 | 4439 | Yes |  |  |  | 0 | 0.2 | 0.2
7 | 4 | 23 | 4440 | Yes |  |  |  | 0 | 0.2 | 0.2
7 | 5 | 0 | 4441 | Yes |  |  |  | 0 | 0.2 | 0.2
7 | 5 | 1 | 4442 | Yes |  |  |  | 0 | 0.2 | 0.2
7 | 5 | 2 | 4443 | Yes |  |  |  | 0 | 0.2 | 0.2
7 | 5 | 3 | 4444 | Yes |  |  |  | 0 | 0.2 | 0.2
7 | 5 | 4 | 4445 | Yes |  |  |  | 0 | 0.3 | 0.3
7 | 5 | 5 | 4446 | Yes |  |  |  | 0 | 0.45 | 0.45
7 | 5 | 6 | 4447 | Yes |  |  |  | 0 | 0.58 | 0.58
7 | 5 | 7 | 4448 | Yes |  |  |  | 0 | 0.7 | 0.7
7 | 5 | 8 | 4449 | Yes |  |  |  | 0 | 0.85 | 0.85
7 | 5 | 9 | 4450 | Yes |  |  |  | 0 | 1.03 | 1.03
7 | 5 | 10 | 4451 | Yes |  |  |  | 0 | 0.99 | 0.99
7 | 5 | 11 | 4452 | Yes |  |  |  | 0 | 0.92 | 0.92
7 | 5 | 12 | 4453 | Yes |  |  |  | 0 | 0.95 | 0.95
7 | 5 | 13 | 4454 | Yes |  |  |  | 0 | 1 | 1
7 | 5 | 14 | 4455 | Yes |  |  |  | 0 | 1.02 | 1.02
7 | 5 | 15 | 4456 | Yes |  |  |  | 0 | 1.03 | 1.03
7 | 5 | 16 | 4457 | Yes |  |  |  | 0 | 1.05 | 1.05
7 | 5 | 17 | 4458 | Yes |  |  |  | 0 | 0.85 | 0.85
7 | 5 | 18 | 4459 | Yes |  |  |  | 0 | 0.7 | 0.7
7 | 5 | 19 | 4460 | Yes |  |  |  | 0 | 0.55 | 0.55
7 | 5 | 20 | 4461 | Yes |  |  |  | 0 | 0.35 | 0.35
7 | 5 | 21 | 4462 | Yes |  |  |  | 0 | 0.2 | 0.2
7 | 5 | 22 | 4463 | Yes |  |  |  | 0 | 0.2 | 0.2
7 | 5 | 23 | 4464 | Yes |  |  |  | 0 | 0.2 | 0.2
7 | 6 | 0 | 4465 | Yes |  |  |  | 0 | 0.2 | 0.2
7 | 6 | 1 | 4466 | Yes |  |  |  | 0 | 0.2 | 0.2
7 | 6 | 2 | 4467 | Yes |  |  |  | 0 | 0.2 | 0.2
7 | 6 | 3 | 4468 | Yes |  |  |  | 0 | 0.2 | 0.2
7 | 6 | 4 | 4469 | Yes |  |  |  | 0 | 0.3 | 0.3
7 | 6 | 5 | 4470 | Yes |  |  |  | 0 | 0.45 | 0.45
7 | 6 | 6 | 4471 | Yes |  |  |  | 0 | 0.58 | 0.58
7 | 6 | 7 | 4472 | Yes |  |  |  | 0 | 0.7 | 0.7
7 | 6 | 8 | 4473 | Yes |  |  |  | 0 | 0.85 | 0.85
7 | 6 | 9 | 4474 | Yes |  |  |  | 0 | 1.03 | 1.03
7 | 6 | 10 | 4475 | Yes |  |  |  | 0 | 0.99 | 0.99
7 | 6 | 11 | 4476 | Yes |  |  |  | 0 | 0.92 | 0.92
7 | 6 | 12 | 4477 | Yes |  |  |  | 0 | 0.95 | 0.95
7 | 6 | 13 | 4478 | Yes |  |  |  | 0 | 1 | 1
7 | 6 | 14 | 4479 | Yes |  |  |  | 0 | 1.02 | 1.02
7 | 6 | 15 | 4480 | Yes |  |  |  | 0 | 1.03 | 1.03
7 | 6 | 16 | 4481 | Yes |  |  |  | 0 | 1.05 | 1.05
7 | 6 | 17 | 4482 | Yes |  |  |  | 0 | 0.85 | 0.85
7 | 6 | 18 | 4483 | Yes |  |  |  | 0 | 0.7 | 0.7
7 | 6 | 19 | 4484 | Yes |  |  |  | 0 | 0.55 | 0.55
7 | 6 | 20 | 4485 | Yes |  |  |  | 0 | 0.35 | 0.35
7 | 6 | 21 | 4486 | Yes |  |  |  | 0 | 0.2 | 0.2
7 | 6 | 22 | 4487 | Yes |  |  |  | 0 | 0.2 | 0.2
7 | 6 | 23 | 4488 | Yes |  |  |  | 0 | 0.2 | 0.2
7 | 7 | 0 | 4489 | Saturday |  |  |  | 0 | 0.2 | 0.2
7 | 7 | 1 | 4490 | Saturday |  |  |  | 0 | 0.2 | 0.2
7 | 7 | 2 | 4491 | Saturday |  |  |  | 0 | 0.2 | 0.2
7 | 7 | 3 | 4492 | Saturday |  |  |  | 0 | 0.2 | 0.2
7 | 7 | 4 | 4493 | Saturday |  |  |  | 0 | 0.3 | 0.3
7 | 7 | 5 | 4494 | Saturday |  |  |  | 0 | 0.45 | 0.45
7 | 7 | 6 | 4495 | Saturday |  |  |  | 0 | 0.58 | 0.58
7 | 7 | 7 | 4496 | Saturday |  |  |  | 0 | 0.7 | 0.7
7 | 7 | 8 | 4497 | Saturday |  |  |  | 0 | 0.85 | 0.85
7 | 7 | 9 | 4498 | Saturday |  |  |  | 0 | 1.03 | 1.03
7 | 7 | 10 | 4499 | Saturday |  |  |  | 0 | 0.99 | 0.99
7 | 7 | 11 | 4500 | Saturday |  |  |  | 0 | 0.92 | 0.92
7 | 7 | 12 | 4501 | Saturday |  |  |  | 0 | 0.95 | 0.95
7 | 7 | 13 | 4502 | Saturday |  |  |  | 0 | 1 | 1
7 | 7 | 14 | 4503 | Saturday |  |  |  | 0 | 1.02 | 1.02
7 | 7 | 15 | 4504 | Saturday |  |  |  | 0 | 1.03 | 1.03
7 | 7 | 16 | 4505 | Saturday |  |  |  | 0 | 1.05 | 1.05
7 | 7 | 17 | 4506 | Saturday |  |  |  | 0 | 0.85 | 0.85
7 | 7 | 18 | 4507 | Saturday |  |  |  | 0 | 0.7 | 0.7
7 | 7 | 19 | 4508 | Saturday |  |  |  | 0 | 0.55 | 0.55
7 | 7 | 20 | 4509 | Saturday |  |  |  | 0 | 0.35 | 0.35
7 | 7 | 21 | 4510 | Saturday |  |  |  | 0 | 0.2 | 0.2
7 | 7 | 22 | 4511 | Saturday |  |  |  | 0 | 0.2 | 0.2
7 | 7 | 23 | 4512 | Saturday |  |  |  | 0 | 0.2 | 0.2
7 | 8 | 0 | 4513 | Sunday |  |  |  | 0 | 0.2 | 0.2
7 | 8 | 1 | 4514 | Sunday |  |  |  | 0 | 0.2 | 0.2
7 | 8 | 2 | 4515 | Sunday |  |  |  | 0 | 0.2 | 0.2
7 | 8 | 3 | 4516 | Sunday |  |  |  | 0 | 0.2 | 0.2
7 | 8 | 4 | 4517 | Sunday |  |  |  | 0 | 0.3 | 0.3
7 | 8 | 5 | 4518 | Sunday |  |  |  | 0 | 0.45 | 0.45
7 | 8 | 6 | 4519 | Sunday |  |  |  | 0 | 0.58 | 0.58
7 | 8 | 7 | 4520 | Sunday |  |  |  | 0 | 0.7 | 0.7
7 | 8 | 8 | 4521 | Sunday |  |  |  | 0 | 0.85 | 0.85
7 | 8 | 9 | 4522 | Sunday |  |  |  | 0 | 1.03 | 1.03
7 | 8 | 10 | 4523 | Sunday |  |  |  | 0 | 0.99 | 0.99
7 | 8 | 11 | 4524 | Sunday |  |  |  | 0 | 0.92 | 0.92
7 | 8 | 12 | 4525 | Sunday |  |  |  | 0 | 0.95 | 0.95
7 | 8 | 13 | 4526 | Sunday |  |  |  | 0 | 1 | 1
7 | 8 | 14 | 4527 | Sunday |  |  |  | 0 | 1.02 | 1.02
7 | 8 | 15 | 4528 | Sunday |  |  |  | 0 | 1.03 | 1.03
7 | 8 | 16 | 4529 | Sunday |  |  |  | 0 | 1.05 | 1.05
7 | 8 | 17 | 4530 | Sunday |  |  |  | 0 | 0.85 | 0.85
7 | 8 | 18 | 4531 | Sunday |  |  |  | 0 | 0.7 | 0.7
7 | 8 | 19 | 4532 | Sunday |  |  |  | 0 | 0.55 | 0.55
7 | 8 | 20 | 4533 | Sunday |  |  |  | 0 | 0.35 | 0.35
7 | 8 | 21 | 4534 | Sunday |  |  |  | 0 | 0.2 | 0.2
7 | 8 | 22 | 4535 | Sunday |  |  |  | 0 | 0.2 | 0.2
7 | 8 | 23 | 4536 | Sunday |  |  |  | 0 | 0.2 | 0.2
7 | 9 | 0 | 4537 | Yes |  |  |  | 0 | 0.2 | 0.2
7 | 9 | 1 | 4538 | Yes |  |  |  | 0 | 0.2 | 0.2
7 | 9 | 2 | 4539 | Yes |  |  |  | 0 | 0.2 | 0.2
7 | 9 | 3 | 4540 | Yes |  |  |  | 0 | 0.2 | 0.2
7 | 9 | 4 | 4541 | Yes |  |  |  | 0 | 0.3 | 0.3
7 | 9 | 5 | 4542 | Yes |  |  |  | 0 | 0.45 | 0.45
7 | 9 | 6 | 4543 | Yes |  |  |  | 0 | 0.58 | 0.58
7 | 9 | 7 | 4544 | Yes |  |  |  | 0 | 0.7 | 0.7
7 | 9 | 8 | 4545 | Yes |  |  |  | 0 | 0.85 | 0.85
7 | 9 | 9 | 4546 | Yes |  |  |  | 0 | 1.03 | 1.03
7 | 9 | 10 | 4547 | Yes |  |  |  | 0 | 0.99 | 0.99
7 | 9 | 11 | 4548 | Yes |  |  |  | 0 | 0.92 | 0.92
7 | 9 | 12 | 4549 | Yes |  |  |  | 0 | 0.95 | 0.95
7 | 9 | 13 | 4550 | Yes |  |  |  | 0 | 1 | 1
7 | 9 | 14 | 4551 | Yes |  |  |  | 0 | 1.02 | 1.02
7 | 9 | 15 | 4552 | Yes |  |  |  | 0 | 1.03 | 1.03
7 | 9 | 16 | 4553 | Yes |  |  |  | 0 | 1.05 | 1.05
7 | 9 | 17 | 4554 | Yes |  |  |  | 0 | 0.85 | 0.85
7 | 9 | 18 | 4555 | Yes |  |  |  | 0 | 0.7 | 0.7
7 | 9 | 19 | 4556 | Yes |  |  |  | 0 | 0.55 | 0.55
7 | 9 | 20 | 4557 | Yes |  |  |  | 0 | 0.35 | 0.35
7 | 9 | 21 | 4558 | Yes |  |  |  | 0 | 0.2 | 0.2
7 | 9 | 22 | 4559 | Yes |  |  |  | 0 | 0.2 | 0.2
7 | 9 | 23 | 4560 | Yes |  |  |  | 0 | 0.2 | 0.2
7 | 10 | 0 | 4561 | Yes |  |  |  | 0 | 0.2 | 0.2
7 | 10 | 1 | 4562 | Yes |  |  |  | 0 | 0.2 | 0.2
7 | 10 | 2 | 4563 | Yes |  |  |  | 0 | 0.2 | 0.2
7 | 10 | 3 | 4564 | Yes |  |  |  | 0 | 0.2 | 0.2
7 | 10 | 4 | 4565 | Yes |  |  |  | 0 | 0.3 | 0.3
7 | 10 | 5 | 4566 | Yes |  |  |  | 0 | 0.45 | 0.45
7 | 10 | 6 | 4567 | Yes |  |  |  | 0 | 0.58 | 0.58
7 | 10 | 7 | 4568 | Yes |  |  |  | 0 | 0.7 | 0.7
7 | 10 | 8 | 4569 | Yes |  |  |  | 0 | 0.85 | 0.85
7 | 10 | 9 | 4570 | Yes |  |  |  | 0 | 1.03 | 1.03
7 | 10 | 10 | 4571 | Yes |  |  |  | 0 | 0.99 | 0.99
7 | 10 | 11 | 4572 | Yes |  |  |  | 0 | 0.92 | 0.92
7 | 10 | 12 | 4573 | Yes |  |  |  | 0 | 0.95 | 0.95
7 | 10 | 13 | 4574 | Yes |  |  |  | 0 | 1 | 1
7 | 10 | 14 | 4575 | Yes |  |  |  | 0 | 1.02 | 1.02
7 | 10 | 15 | 4576 | Yes |  |  |  | 0 | 1.03 | 1.03
7 | 10 | 16 | 4577 | Yes |  |  |  | 0 | 1.05 | 1.05
7 | 10 | 17 | 4578 | Yes |  |  |  | 0 | 0.85 | 0.85
7 | 10 | 18 | 4579 | Yes |  |  |  | 0 | 0.7 | 0.7
7 | 10 | 19 | 4580 | Yes |  |  |  | 0 | 0.55 | 0.55
7 | 10 | 20 | 4581 | Yes |  |  |  | 0 | 0.35 | 0.35
7 | 10 | 21 | 4582 | Yes |  |  |  | 0 | 0.2 | 0.2
7 | 10 | 22 | 4583 | Yes |  |  |  | 0 | 0.2 | 0.2
7 | 10 | 23 | 4584 | Yes |  |  |  | 0 | 0.2 | 0.2
7 | 11 | 0 | 4585 | Yes |  |  |  | 0 | 0.2 | 0.2
7 | 11 | 1 | 4586 | Yes |  |  |  | 0 | 0.2 | 0.2
7 | 11 | 2 | 4587 | Yes |  |  |  | 0 | 0.2 | 0.2
7 | 11 | 3 | 4588 | Yes |  |  |  | 0 | 0.2 | 0.2
7 | 11 | 4 | 4589 | Yes |  |  |  | 0 | 0.3 | 0.3
7 | 11 | 5 | 4590 | Yes |  |  |  | 0 | 0.45 | 0.45
7 | 11 | 6 | 4591 | Yes |  |  |  | 0 | 0.58 | 0.58
7 | 11 | 7 | 4592 | Yes |  |  |  | 0 | 0.7 | 0.7
7 | 11 | 8 | 4593 | Yes |  |  |  | 0 | 0.85 | 0.85
7 | 11 | 9 | 4594 | Yes |  |  |  | 0 | 1.03 | 1.03
7 | 11 | 10 | 4595 | Yes |  |  |  | 0 | 0.99 | 0.99
7 | 11 | 11 | 4596 | Yes |  |  |  | 0 | 0.92 | 0.92
7 | 11 | 12 | 4597 | Yes |  |  |  | 0 | 0.95 | 0.95
7 | 11 | 13 | 4598 | Yes |  |  |  | 0 | 1 | 1
7 | 11 | 14 | 4599 | Yes |  |  |  | 0 | 1.02 | 1.02
7 | 11 | 15 | 4600 | Yes |  |  |  | 0 | 1.03 | 1.03
7 | 11 | 16 | 4601 | Yes |  |  |  | 0 | 1.05 | 1.05
7 | 11 | 17 | 4602 | Yes |  |  |  | 0 | 0.85 | 0.85
7 | 11 | 18 | 4603 | Yes |  |  |  | 0 | 0.7 | 0.7
7 | 11 | 19 | 4604 | Yes |  |  |  | 0 | 0.55 | 0.55
7 | 11 | 20 | 4605 | Yes |  |  |  | 0 | 0.35 | 0.35
7 | 11 | 21 | 4606 | Yes |  |  |  | 0 | 0.2 | 0.2
7 | 11 | 22 | 4607 | Yes |  |  |  | 0 | 0.2 | 0.2
7 | 11 | 23 | 4608 | Yes |  |  |  | 0 | 0.2 | 0.2
7 | 12 | 0 | 4609 | Yes |  |  |  | 0 | 0.2 | 0.2
7 | 12 | 1 | 4610 | Yes |  |  |  | 0 | 0.2 | 0.2
7 | 12 | 2 | 4611 | Yes |  |  |  | 0 | 0.2 | 0.2
7 | 12 | 3 | 4612 | Yes |  |  |  | 0 | 0.2 | 0.2
7 | 12 | 4 | 4613 | Yes |  |  |  | 0 | 0.3 | 0.3
7 | 12 | 5 | 4614 | Yes |  |  |  | 0 | 0.45 | 0.45
7 | 12 | 6 | 4615 | Yes |  |  |  | 0 | 0.58 | 0.58
7 | 12 | 7 | 4616 | Yes |  |  |  | 0 | 0.7 | 0.7
7 | 12 | 8 | 4617 | Yes |  |  |  | 0 | 0.85 | 0.85
7 | 12 | 9 | 4618 | Yes |  |  |  | 0 | 1.03 | 1.03
7 | 12 | 10 | 4619 | Yes |  |  |  | 0 | 0.99 | 0.99
7 | 12 | 11 | 4620 | Yes |  |  |  | 0 | 0.92 | 0.92
7 | 12 | 12 | 4621 | Yes |  |  |  | 0 | 0.95 | 0.95
7 | 12 | 13 | 4622 | Yes |  |  |  | 0 | 1 | 1
7 | 12 | 14 | 4623 | Yes |  |  |  | 0 | 1.02 | 1.02
7 | 12 | 15 | 4624 | Yes |  |  |  | 0 | 1.03 | 1.03
7 | 12 | 16 | 4625 | Yes |  |  |  | 0 | 1.05 | 1.05
7 | 12 | 17 | 4626 | Yes |  |  |  | 0 | 0.85 | 0.85
7 | 12 | 18 | 4627 | Yes |  |  |  | 0 | 0.7 | 0.7
7 | 12 | 19 | 4628 | Yes |  |  |  | 0 | 0.55 | 0.55
7 | 12 | 20 | 4629 | Yes |  |  |  | 0 | 0.35 | 0.35
7 | 12 | 21 | 4630 | Yes |  |  |  | 0 | 0.2 | 0.2
7 | 12 | 22 | 4631 | Yes |  |  |  | 0 | 0.2 | 0.2
7 | 12 | 23 | 4632 | Yes |  |  |  | 0 | 0.2 | 0.2
7 | 13 | 0 | 4633 | Yes |  |  |  | 0 | 0.2 | 0.2
7 | 13 | 1 | 4634 | Yes |  |  |  | 0 | 0.2 | 0.2
7 | 13 | 2 | 4635 | Yes |  |  |  | 0 | 0.2 | 0.2
7 | 13 | 3 | 4636 | Yes |  |  |  | 0 | 0.2 | 0.2
7 | 13 | 4 | 4637 | Yes |  |  |  | 0 | 0.3 | 0.3
7 | 13 | 5 | 4638 | Yes |  |  |  | 0 | 0.45 | 0.45
7 | 13 | 6 | 4639 | Yes |  |  |  | 0 | 0.58 | 0.58
7 | 13 | 7 | 4640 | Yes |  |  |  | 0 | 0.7 | 0.7
7 | 13 | 8 | 4641 | Yes |  |  |  | 0 | 0.85 | 0.85
7 | 13 | 9 | 4642 | Yes |  |  |  | 0 | 1.03 | 1.03
7 | 13 | 10 | 4643 | Yes |  |  |  | 0 | 0.99 | 0.99
7 | 13 | 11 | 4644 | Yes |  |  |  | 0 | 0.92 | 0.92
7 | 13 | 12 | 4645 | Yes |  |  |  | 0 | 0.95 | 0.95
7 | 13 | 13 | 4646 | Yes |  |  |  | 0 | 1 | 1
7 | 13 | 14 | 4647 | Yes |  |  |  | 0 | 1.02 | 1.02
7 | 13 | 15 | 4648 | Yes |  |  |  | 0 | 1.03 | 1.03
7 | 13 | 16 | 4649 | Yes |  |  |  | 0 | 1.05 | 1.05
7 | 13 | 17 | 4650 | Yes |  |  |  | 0 | 0.85 | 0.85
7 | 13 | 18 | 4651 | Yes |  |  |  | 0 | 0.7 | 0.7
7 | 13 | 19 | 4652 | Yes |  |  |  | 0 | 0.55 | 0.55
7 | 13 | 20 | 4653 | Yes |  |  |  | 0 | 0.35 | 0.35
7 | 13 | 21 | 4654 | Yes |  |  |  | 0 | 0.2 | 0.2
7 | 13 | 22 | 4655 | Yes |  |  |  | 0 | 0.2 | 0.2
7 | 13 | 23 | 4656 | Yes |  |  |  | 0 | 0.2 | 0.2
7 | 14 | 0 | 4657 | Saturday |  |  |  | 0 | 0.2 | 0.2
7 | 14 | 1 | 4658 | Saturday |  |  |  | 0 | 0.2 | 0.2
7 | 14 | 2 | 4659 | Saturday |  |  |  | 0 | 0.2 | 0.2
7 | 14 | 3 | 4660 | Saturday |  |  |  | 0 | 0.2 | 0.2
7 | 14 | 4 | 4661 | Saturday |  |  |  | 0 | 0.3 | 0.3
7 | 14 | 5 | 4662 | Saturday |  |  |  | 0 | 0.45 | 0.45
7 | 14 | 6 | 4663 | Saturday |  |  |  | 0 | 0.58 | 0.58
7 | 14 | 7 | 4664 | Saturday |  |  |  | 0 | 0.7 | 0.7
7 | 14 | 8 | 4665 | Saturday |  |  |  | 0 | 0.85 | 0.85
7 | 14 | 9 | 4666 | Saturday |  |  |  | 0 | 1.03 | 1.03
7 | 14 | 10 | 4667 | Saturday |  |  |  | 0 | 0.99 | 0.99
7 | 14 | 11 | 4668 | Saturday |  |  |  | 0 | 0.92 | 0.92
7 | 14 | 12 | 4669 | Saturday |  |  |  | 0 | 0.95 | 0.95
7 | 14 | 13 | 4670 | Saturday |  |  |  | 0 | 1 | 1
7 | 14 | 14 | 4671 | Saturday |  |  |  | 0 | 1.02 | 1.02
7 | 14 | 15 | 4672 | Saturday |  |  |  | 0 | 1.03 | 1.03
7 | 14 | 16 | 4673 | Saturday |  |  |  | 0 | 1.05 | 1.05
7 | 14 | 17 | 4674 | Saturday |  |  |  | 0 | 0.85 | 0.85
7 | 14 | 18 | 4675 | Saturday |  |  |  | 0 | 0.7 | 0.7
7 | 14 | 19 | 4676 | Saturday |  |  |  | 0 | 0.55 | 0.55
7 | 14 | 20 | 4677 | Saturday |  |  |  | 0 | 0.35 | 0.35
7 | 14 | 21 | 4678 | Saturday |  |  |  | 0 | 0.2 | 0.2
7 | 14 | 22 | 4679 | Saturday |  |  |  | 0 | 0.2 | 0.2
7 | 14 | 23 | 4680 | Saturday |  |  |  | 0 | 0.2 | 0.2
7 | 15 | 0 | 4681 | Sunday |  |  |  | 0 | 0.2 | 0.2
7 | 15 | 1 | 4682 | Sunday |  |  |  | 0 | 0.2 | 0.2
7 | 15 | 2 | 4683 | Sunday |  |  |  | 0 | 0.2 | 0.2
7 | 15 | 3 | 4684 | Sunday |  |  |  | 0 | 0.2 | 0.2
7 | 15 | 4 | 4685 | Sunday |  |  |  | 0 | 0.3 | 0.3
7 | 15 | 5 | 4686 | Sunday |  |  |  | 0 | 0.45 | 0.45
7 | 15 | 6 | 4687 | Sunday |  |  |  | 0 | 0.58 | 0.58
7 | 15 | 7 | 4688 | Sunday |  |  |  | 0 | 0.7 | 0.7
7 | 15 | 8 | 4689 | Sunday |  |  |  | 0 | 0.85 | 0.85
7 | 15 | 9 | 4690 | Sunday |  |  |  | 0 | 1.03 | 1.03
7 | 15 | 10 | 4691 | Sunday |  |  |  | 0 | 0.99 | 0.99
7 | 15 | 11 | 4692 | Sunday |  |  |  | 0 | 0.92 | 0.92
7 | 15 | 12 | 4693 | Sunday |  |  |  | 0 | 0.95 | 0.95
7 | 15 | 13 | 4694 | Sunday |  |  |  | 0 | 1 | 1
7 | 15 | 14 | 4695 | Sunday |  |  |  | 0 | 1.02 | 1.02
7 | 15 | 15 | 4696 | Sunday |  |  |  | 0 | 1.03 | 1.03
7 | 15 | 16 | 4697 | Sunday |  |  |  | 0 | 1.05 | 1.05
7 | 15 | 17 | 4698 | Sunday |  |  |  | 0 | 0.85 | 0.85
7 | 15 | 18 | 4699 | Sunday |  |  |  | 0 | 0.7 | 0.7
7 | 15 | 19 | 4700 | Sunday |  |  |  | 0 | 0.55 | 0.55
7 | 15 | 20 | 4701 | Sunday |  |  |  | 0 | 0.35 | 0.35
7 | 15 | 21 | 4702 | Sunday |  |  |  | 0 | 0.2 | 0.2
7 | 15 | 22 | 4703 | Sunday |  |  |  | 0 | 0.2 | 0.2
7 | 15 | 23 | 4704 | Sunday |  |  |  | 0 | 0.2 | 0.2
7 | 16 | 0 | 4705 | Yes |  |  |  | 0 | 0.2 | 0.2
7 | 16 | 1 | 4706 | Yes |  |  |  | 0 | 0.2 | 0.2
7 | 16 | 2 | 4707 | Yes |  |  |  | 0 | 0.2 | 0.2
7 | 16 | 3 | 4708 | Yes |  |  |  | 0 | 0.2 | 0.2
7 | 16 | 4 | 4709 | Yes |  |  |  | 0 | 0.3 | 0.3
7 | 16 | 5 | 4710 | Yes |  |  |  | 0 | 0.45 | 0.45
7 | 16 | 6 | 4711 | Yes |  |  |  | 0 | 0.58 | 0.58
7 | 16 | 7 | 4712 | Yes |  |  |  | 0 | 0.7 | 0.7
7 | 16 | 8 | 4713 | Yes |  |  |  | 0 | 0.85 | 0.85
7 | 16 | 9 | 4714 | Yes |  |  |  | 0 | 1.03 | 1.03
7 | 16 | 10 | 4715 | Yes |  |  |  | 0 | 0.99 | 0.99
7 | 16 | 11 | 4716 | Yes |  |  |  | 0 | 0.92 | 0.92
7 | 16 | 12 | 4717 | Yes |  |  |  | 0 | 0.95 | 0.95
7 | 16 | 13 | 4718 | Yes |  |  |  | 0 | 1 | 1
7 | 16 | 14 | 4719 | Yes |  |  |  | 0 | 1.02 | 1.02
7 | 16 | 15 | 4720 | Yes |  |  |  | 0 | 1.03 | 1.03
7 | 16 | 16 | 4721 | Yes |  |  |  | 0 | 1.05 | 1.05
7 | 16 | 17 | 4722 | Yes |  |  |  | 0 | 0.85 | 0.85
7 | 16 | 18 | 4723 | Yes |  |  |  | 0 | 0.7 | 0.7
7 | 16 | 19 | 4724 | Yes |  |  |  | 0 | 0.55 | 0.55
7 | 16 | 20 | 4725 | Yes |  |  |  | 0 | 0.35 | 0.35
7 | 16 | 21 | 4726 | Yes |  |  |  | 0 | 0.2 | 0.2
7 | 16 | 22 | 4727 | Yes |  |  |  | 0 | 0.2 | 0.2
7 | 16 | 23 | 4728 | Yes |  |  |  | 0 | 0.2 | 0.2
7 | 17 | 0 | 4729 | Yes |  |  |  | 0 | 0.2 | 0.2
7 | 17 | 1 | 4730 | Yes |  |  |  | 0 | 0.2 | 0.2
7 | 17 | 2 | 4731 | Yes |  |  |  | 0 | 0.2 | 0.2
7 | 17 | 3 | 4732 | Yes |  |  |  | 0 | 0.2 | 0.2
7 | 17 | 4 | 4733 | Yes |  |  |  | 0 | 0.3 | 0.3
7 | 17 | 5 | 4734 | Yes |  |  |  | 0 | 0.45 | 0.45
7 | 17 | 6 | 4735 | Yes |  |  |  | 0 | 0.58 | 0.58
7 | 17 | 7 | 4736 | Yes |  |  |  | 0 | 0.7 | 0.7
7 | 17 | 8 | 4737 | Yes |  |  |  | 0 | 0.85 | 0.85
7 | 17 | 9 | 4738 | Yes |  |  |  | 0 | 1.03 | 1.03
7 | 17 | 10 | 4739 | Yes |  |  |  | 0 | 0.99 | 0.99
7 | 17 | 11 | 4740 | Yes |  |  |  | 0 | 0.92 | 0.92
7 | 17 | 12 | 4741 | Yes |  |  |  | 0 | 0.95 | 0.95
7 | 17 | 13 | 4742 | Yes |  |  |  | 0 | 1 | 1
7 | 17 | 14 | 4743 | Yes |  |  |  | 0 | 1.02 | 1.02
7 | 17 | 15 | 4744 | Yes |  |  |  | 0 | 1.03 | 1.03
7 | 17 | 16 | 4745 | Yes |  |  |  | 0 | 1.05 | 1.05
7 | 17 | 17 | 4746 | Yes |  |  |  | 0 | 0.85 | 0.85
7 | 17 | 18 | 4747 | Yes |  |  |  | 0 | 0.7 | 0.7
7 | 17 | 19 | 4748 | Yes |  |  |  | 0 | 0.55 | 0.55
7 | 17 | 20 | 4749 | Yes |  |  |  | 0 | 0.35 | 0.35
7 | 17 | 21 | 4750 | Yes |  |  |  | 0 | 0.2 | 0.2
7 | 17 | 22 | 4751 | Yes |  |  |  | 0 | 0.2 | 0.2
7 | 17 | 23 | 4752 | Yes |  |  |  | 0 | 0.2 | 0.2
7 | 18 | 0 | 4753 | Yes |  |  |  | 0 | 0.2 | 0.2
7 | 18 | 1 | 4754 | Yes |  |  |  | 0 | 0.2 | 0.2
7 | 18 | 2 | 4755 | Yes |  |  |  | 0 | 0.2 | 0.2
7 | 18 | 3 | 4756 | Yes |  |  |  | 0 | 0.2 | 0.2
7 | 18 | 4 | 4757 | Yes |  |  |  | 0 | 0.3 | 0.3
7 | 18 | 5 | 4758 | Yes |  |  |  | 0 | 0.45 | 0.45
7 | 18 | 6 | 4759 | Yes |  |  |  | 0 | 0.58 | 0.58
7 | 18 | 7 | 4760 | Yes |  |  |  | 0 | 0.7 | 0.7
7 | 18 | 8 | 4761 | Yes |  |  |  | 0 | 0.85 | 0.85
7 | 18 | 9 | 4762 | Yes |  |  |  | 0 | 1.03 | 1.03
7 | 18 | 10 | 4763 | Yes |  |  |  | 0 | 0.99 | 0.99
7 | 18 | 11 | 4764 | Yes |  |  |  | 0 | 0.92 | 0.92
7 | 18 | 12 | 4765 | Yes |  |  |  | 0 | 0.95 | 0.95
7 | 18 | 13 | 4766 | Yes |  |  |  | 0 | 1 | 1
7 | 18 | 14 | 4767 | Yes |  |  |  | 0 | 1.02 | 1.02
7 | 18 | 15 | 4768 | Yes |  |  |  | 0 | 1.03 | 1.03
7 | 18 | 16 | 4769 | Yes |  |  |  | 0 | 1.05 | 1.05
7 | 18 | 17 | 4770 | Yes |  |  |  | 0 | 0.85 | 0.85
7 | 18 | 18 | 4771 | Yes |  |  |  | 0 | 0.7 | 0.7
7 | 18 | 19 | 4772 | Yes |  |  |  | 0 | 0.55 | 0.55
7 | 18 | 20 | 4773 | Yes |  |  |  | 0 | 0.35 | 0.35
7 | 18 | 21 | 4774 | Yes |  |  |  | 0 | 0.2 | 0.2
7 | 18 | 22 | 4775 | Yes |  |  |  | 0 | 0.2 | 0.2
7 | 18 | 23 | 4776 | Yes |  |  |  | 0 | 0.2 | 0.2
7 | 19 | 0 | 4777 | Yes |  |  |  | 0 | 0.2 | 0.2
7 | 19 | 1 | 4778 | Yes |  |  |  | 0 | 0.2 | 0.2
7 | 19 | 2 | 4779 | Yes |  |  |  | 0 | 0.2 | 0.2
7 | 19 | 3 | 4780 | Yes |  |  |  | 0 | 0.2 | 0.2
7 | 19 | 4 | 4781 | Yes |  |  |  | 0 | 0.3 | 0.3
7 | 19 | 5 | 4782 | Yes |  |  |  | 0 | 0.45 | 0.45
7 | 19 | 6 | 4783 | Yes |  |  |  | 0 | 0.58 | 0.58
7 | 19 | 7 | 4784 | Yes |  |  |  | 0 | 0.7 | 0.7
7 | 19 | 8 | 4785 | Yes |  |  |  | 0 | 0.85 | 0.85
7 | 19 | 9 | 4786 | Yes |  |  |  | 0 | 1.03 | 1.03
7 | 19 | 10 | 4787 | Yes |  |  |  | 0 | 0.99 | 0.99
7 | 19 | 11 | 4788 | Yes |  |  |  | 0 | 0.92 | 0.92
7 | 19 | 12 | 4789 | Yes |  |  |  | 0 | 0.95 | 0.95
7 | 19 | 13 | 4790 | Yes |  |  |  | 0 | 1 | 1
7 | 19 | 14 | 4791 | Yes |  |  |  | 0 | 1.02 | 1.02
7 | 19 | 15 | 4792 | Yes |  |  |  | 0 | 1.03 | 1.03
7 | 19 | 16 | 4793 | Yes |  |  |  | 0 | 1.05 | 1.05
7 | 19 | 17 | 4794 | Yes |  |  |  | 0 | 0.85 | 0.85
7 | 19 | 18 | 4795 | Yes |  |  |  | 0 | 0.7 | 0.7
7 | 19 | 19 | 4796 | Yes |  |  |  | 0 | 0.55 | 0.55
7 | 19 | 20 | 4797 | Yes |  |  |  | 0 | 0.35 | 0.35
7 | 19 | 21 | 4798 | Yes |  |  |  | 0 | 0.2 | 0.2
7 | 19 | 22 | 4799 | Yes |  |  |  | 0 | 0.2 | 0.2
7 | 19 | 23 | 4800 | Yes |  |  |  | 0 | 0.2 | 0.2
7 | 20 | 0 | 4801 | Yes |  |  |  | 0 | 0.2 | 0.2
7 | 20 | 1 | 4802 | Yes |  |  |  | 0 | 0.2 | 0.2
7 | 20 | 2 | 4803 | Yes |  |  |  | 0 | 0.2 | 0.2
7 | 20 | 3 | 4804 | Yes |  |  |  | 0 | 0.2 | 0.2
7 | 20 | 4 | 4805 | Yes |  |  |  | 0 | 0.3 | 0.3
7 | 20 | 5 | 4806 | Yes |  |  |  | 0 | 0.45 | 0.45
7 | 20 | 6 | 4807 | Yes |  |  |  | 0 | 0.58 | 0.58
7 | 20 | 7 | 4808 | Yes |  |  |  | 0 | 0.7 | 0.7
7 | 20 | 8 | 4809 | Yes |  |  |  | 0 | 0.85 | 0.85
7 | 20 | 9 | 4810 | Yes |  |  |  | 0 | 1.03 | 1.03
7 | 20 | 10 | 4811 | Yes |  |  |  | 0 | 0.99 | 0.99
7 | 20 | 11 | 4812 | Yes |  |  |  | 0 | 0.92 | 0.92
7 | 20 | 12 | 4813 | Yes |  |  |  | 0 | 0.95 | 0.95
7 | 20 | 13 | 4814 | Yes |  |  |  | 0 | 1 | 1
7 | 20 | 14 | 4815 | Yes |  |  |  | 0 | 1.02 | 1.02
7 | 20 | 15 | 4816 | Yes |  |  |  | 0 | 1.03 | 1.03
7 | 20 | 16 | 4817 | Yes |  |  |  | 0 | 1.05 | 1.05
7 | 20 | 17 | 4818 | Yes |  |  |  | 0 | 0.85 | 0.85
7 | 20 | 18 | 4819 | Yes |  |  |  | 0 | 0.7 | 0.7
7 | 20 | 19 | 4820 | Yes |  |  |  | 0 | 0.55 | 0.55
7 | 20 | 20 | 4821 | Yes |  |  |  | 0 | 0.35 | 0.35
7 | 20 | 21 | 4822 | Yes |  |  |  | 0 | 0.2 | 0.2
7 | 20 | 22 | 4823 | Yes |  |  |  | 0 | 0.2 | 0.2
7 | 20 | 23 | 4824 | Yes |  |  |  | 0 | 0.2 | 0.2
7 | 21 | 0 | 4825 | Saturday |  |  |  | 0 | 0.2 | 0.2
7 | 21 | 1 | 4826 | Saturday |  |  |  | 0 | 0.2 | 0.2
7 | 21 | 2 | 4827 | Saturday |  |  |  | 0 | 0.2 | 0.2
7 | 21 | 3 | 4828 | Saturday |  |  |  | 0 | 0.2 | 0.2
7 | 21 | 4 | 4829 | Saturday |  |  |  | 0 | 0.3 | 0.3
7 | 21 | 5 | 4830 | Saturday |  |  |  | 0 | 0.45 | 0.45
7 | 21 | 6 | 4831 | Saturday |  |  |  | 0 | 0.58 | 0.58
7 | 21 | 7 | 4832 | Saturday |  |  |  | 0 | 0.7 | 0.7
7 | 21 | 8 | 4833 | Saturday |  |  |  | 0 | 0.85 | 0.85
7 | 21 | 9 | 4834 | Saturday |  |  |  | 0 | 1.03 | 1.03
7 | 21 | 10 | 4835 | Saturday |  |  |  | 0 | 0.99 | 0.99
7 | 21 | 11 | 4836 | Saturday |  |  |  | 0 | 0.92 | 0.92
7 | 21 | 12 | 4837 | Saturday |  |  |  | 0 | 0.95 | 0.95
7 | 21 | 13 | 4838 | Saturday |  |  |  | 0 | 1 | 1
7 | 21 | 14 | 4839 | Saturday |  |  |  | 0 | 1.02 | 1.02
7 | 21 | 15 | 4840 | Saturday |  |  |  | 0 | 1.03 | 1.03
7 | 21 | 16 | 4841 | Saturday |  |  |  | 0 | 1.05 | 1.05
7 | 21 | 17 | 4842 | Saturday |  |  |  | 0 | 0.85 | 0.85
7 | 21 | 18 | 4843 | Saturday |  |  |  | 0 | 0.7 | 0.7
7 | 21 | 19 | 4844 | Saturday |  |  |  | 0 | 0.55 | 0.55
7 | 21 | 20 | 4845 | Saturday |  |  |  | 0 | 0.35 | 0.35
7 | 21 | 21 | 4846 | Saturday |  |  |  | 0 | 0.2 | 0.2
7 | 21 | 22 | 4847 | Saturday |  |  |  | 0 | 0.2 | 0.2
7 | 21 | 23 | 4848 | Saturday |  |  |  | 0 | 0.2 | 0.2
7 | 22 | 0 | 4849 | Sunday |  |  |  | 0 | 0.2 | 0.2
7 | 22 | 1 | 4850 | Sunday |  |  |  | 0 | 0.2 | 0.2
7 | 22 | 2 | 4851 | Sunday |  |  |  | 0 | 0.2 | 0.2
7 | 22 | 3 | 4852 | Sunday |  |  |  | 0 | 0.2 | 0.2
7 | 22 | 4 | 4853 | Sunday |  |  |  | 0 | 0.3 | 0.3
7 | 22 | 5 | 4854 | Sunday |  |  |  | 0 | 0.45 | 0.45
7 | 22 | 6 | 4855 | Sunday |  |  |  | 0 | 0.58 | 0.58
7 | 22 | 7 | 4856 | Sunday |  |  |  | 0 | 0.7 | 0.7
7 | 22 | 8 | 4857 | Sunday |  |  |  | 0 | 0.85 | 0.85
7 | 22 | 9 | 4858 | Sunday |  |  |  | 0 | 1.03 | 1.03
7 | 22 | 10 | 4859 | Sunday |  |  |  | 0 | 0.99 | 0.99
7 | 22 | 11 | 4860 | Sunday |  |  |  | 0 | 0.92 | 0.92
7 | 22 | 12 | 4861 | Sunday |  |  |  | 0 | 0.95 | 0.95
7 | 22 | 13 | 4862 | Sunday |  |  |  | 0 | 1 | 1
7 | 22 | 14 | 4863 | Sunday |  |  |  | 0 | 1.02 | 1.02
7 | 22 | 15 | 4864 | Sunday |  |  |  | 0 | 1.03 | 1.03
7 | 22 | 16 | 4865 | Sunday |  |  |  | 0 | 1.05 | 1.05
7 | 22 | 17 | 4866 | Sunday |  |  |  | 0 | 0.85 | 0.85
7 | 22 | 18 | 4867 | Sunday |  |  |  | 0 | 0.7 | 0.7
7 | 22 | 19 | 4868 | Sunday |  |  |  | 0 | 0.55 | 0.55
7 | 22 | 20 | 4869 | Sunday |  |  |  | 0 | 0.35 | 0.35
7 | 22 | 21 | 4870 | Sunday |  |  |  | 0 | 0.2 | 0.2
7 | 22 | 22 | 4871 | Sunday |  |  |  | 0 | 0.2 | 0.2
7 | 22 | 23 | 4872 | Sunday |  |  |  | 0 | 0.2 | 0.2
7 | 23 | 0 | 4873 | Yes |  |  |  | 0 | 0.2 | 0.2
7 | 23 | 1 | 4874 | Yes |  |  |  | 0 | 0.2 | 0.2
7 | 23 | 2 | 4875 | Yes |  |  |  | 0 | 0.2 | 0.2
7 | 23 | 3 | 4876 | Yes |  |  |  | 0 | 0.2 | 0.2
7 | 23 | 4 | 4877 | Yes |  |  |  | 0 | 0.3 | 0.3
7 | 23 | 5 | 4878 | Yes |  |  |  | 0 | 0.45 | 0.45
7 | 23 | 6 | 4879 | Yes |  |  |  | 0 | 0.58 | 0.58
7 | 23 | 7 | 4880 | Yes |  |  |  | 0 | 0.7 | 0.7
7 | 23 | 8 | 4881 | Yes |  |  |  | 0 | 0.85 | 0.85
7 | 23 | 9 | 4882 | Yes |  |  |  | 0 | 1.03 | 1.03
7 | 23 | 10 | 4883 | Yes |  |  |  | 0 | 0.99 | 0.99
7 | 23 | 11 | 4884 | Yes |  |  |  | 0 | 0.92 | 0.92
7 | 23 | 12 | 4885 | Yes |  |  |  | 0 | 0.95 | 0.95
7 | 23 | 13 | 4886 | Yes |  |  |  | 0 | 1 | 1
7 | 23 | 14 | 4887 | Yes |  |  |  | 0 | 1.02 | 1.02
7 | 23 | 15 | 4888 | Yes |  |  |  | 0 | 1.03 | 1.03
7 | 23 | 16 | 4889 | Yes |  |  |  | 0 | 1.05 | 1.05
7 | 23 | 17 | 4890 | Yes |  |  |  | 0 | 0.85 | 0.85
7 | 23 | 18 | 4891 | Yes |  |  |  | 0 | 0.7 | 0.7
7 | 23 | 19 | 4892 | Yes |  |  |  | 0 | 0.55 | 0.55
7 | 23 | 20 | 4893 | Yes |  |  |  | 0 | 0.35 | 0.35
7 | 23 | 21 | 4894 | Yes |  |  |  | 0 | 0.2 | 0.2
7 | 23 | 22 | 4895 | Yes |  |  |  | 0 | 0.2 | 0.2
7 | 23 | 23 | 4896 | Yes |  |  |  | 0 | 0.2 | 0.2
7 | 24 | 0 | 4897 | Yes |  |  |  | 0 | 0.2 | 0.2
7 | 24 | 1 | 4898 | Yes |  |  |  | 0 | 0.2 | 0.2
7 | 24 | 2 | 4899 | Yes |  |  |  | 0 | 0.2 | 0.2
7 | 24 | 3 | 4900 | Yes |  |  |  | 0 | 0.2 | 0.2
7 | 24 | 4 | 4901 | Yes |  |  |  | 0 | 0.3 | 0.3
7 | 24 | 5 | 4902 | Yes |  |  |  | 0 | 0.45 | 0.45
7 | 24 | 6 | 4903 | Yes |  |  |  | 0 | 0.58 | 0.58
7 | 24 | 7 | 4904 | Yes |  |  |  | 0 | 0.7 | 0.7
7 | 24 | 8 | 4905 | Yes |  |  |  | 0 | 0.85 | 0.85
7 | 24 | 9 | 4906 | Yes |  |  |  | 0 | 1.03 | 1.03
7 | 24 | 10 | 4907 | Yes |  |  |  | 0 | 0.99 | 0.99
7 | 24 | 11 | 4908 | Yes |  |  |  | 0 | 0.92 | 0.92
7 | 24 | 12 | 4909 | Yes |  |  |  | 0 | 0.95 | 0.95
7 | 24 | 13 | 4910 | Yes |  |  |  | 0 | 1 | 1
7 | 24 | 14 | 4911 | Yes |  |  |  | 0 | 1.02 | 1.02
7 | 24 | 15 | 4912 | Yes |  |  |  | 0 | 1.03 | 1.03
7 | 24 | 16 | 4913 | Yes |  |  |  | 0 | 1.05 | 1.05
7 | 24 | 17 | 4914 | Yes |  |  |  | 0 | 0.85 | 0.85
7 | 24 | 18 | 4915 | Yes |  |  |  | 0 | 0.7 | 0.7
7 | 24 | 19 | 4916 | Yes |  |  |  | 0 | 0.55 | 0.55
7 | 24 | 20 | 4917 | Yes |  |  |  | 0 | 0.35 | 0.35
7 | 24 | 21 | 4918 | Yes |  |  |  | 0 | 0.2 | 0.2
7 | 24 | 22 | 4919 | Yes |  |  |  | 0 | 0.2 | 0.2
7 | 24 | 23 | 4920 | Yes |  |  |  | 0 | 0.2 | 0.2
7 | 25 | 0 | 4921 | Yes |  |  |  | 0 | 0.2 | 0.2
7 | 25 | 1 | 4922 | Yes |  |  |  | 0 | 0.2 | 0.2
7 | 25 | 2 | 4923 | Yes |  |  |  | 0 | 0.2 | 0.2
7 | 25 | 3 | 4924 | Yes |  |  |  | 0 | 0.2 | 0.2
7 | 25 | 4 | 4925 | Yes |  |  |  | 0 | 0.3 | 0.3
7 | 25 | 5 | 4926 | Yes |  |  |  | 0 | 0.45 | 0.45
7 | 25 | 6 | 4927 | Yes |  |  |  | 0 | 0.58 | 0.58
7 | 25 | 7 | 4928 | Yes |  |  |  | 0 | 0.7 | 0.7
7 | 25 | 8 | 4929 | Yes |  |  |  | 0 | 0.85 | 0.85
7 | 25 | 9 | 4930 | Yes |  |  |  | 0 | 1.03 | 1.03
7 | 25 | 10 | 4931 | Yes |  |  |  | 0 | 0.99 | 0.99
7 | 25 | 11 | 4932 | Yes |  |  |  | 0 | 0.92 | 0.92
7 | 25 | 12 | 4933 | Yes |  |  |  | 0 | 0.95 | 0.95
7 | 25 | 13 | 4934 | Yes |  |  |  | 0 | 1 | 1
7 | 25 | 14 | 4935 | Yes |  |  |  | 0 | 1.02 | 1.02
7 | 25 | 15 | 4936 | Yes |  |  |  | 0 | 1.03 | 1.03
7 | 25 | 16 | 4937 | Yes |  |  |  | 0 | 1.05 | 1.05
7 | 25 | 17 | 4938 | Yes |  |  |  | 0 | 0.85 | 0.85
7 | 25 | 18 | 4939 | Yes |  |  |  | 0 | 0.7 | 0.7
7 | 25 | 19 | 4940 | Yes |  |  |  | 0 | 0.55 | 0.55
7 | 25 | 20 | 4941 | Yes |  |  |  | 0 | 0.35 | 0.35
7 | 25 | 21 | 4942 | Yes |  |  |  | 0 | 0.2 | 0.2
7 | 25 | 22 | 4943 | Yes |  |  |  | 0 | 0.2 | 0.2
7 | 25 | 23 | 4944 | Yes |  |  |  | 0 | 0.2 | 0.2
7 | 26 | 0 | 4945 | Yes |  |  |  | 0 | 0.2 | 0.2
7 | 26 | 1 | 4946 | Yes |  |  |  | 0 | 0.2 | 0.2
7 | 26 | 2 | 4947 | Yes |  |  |  | 0 | 0.2 | 0.2
7 | 26 | 3 | 4948 | Yes |  |  |  | 0 | 0.2 | 0.2
7 | 26 | 4 | 4949 | Yes |  |  |  | 0 | 0.3 | 0.3
7 | 26 | 5 | 4950 | Yes |  |  |  | 0 | 0.45 | 0.45
7 | 26 | 6 | 4951 | Yes |  |  |  | 0 | 0.58 | 0.58
7 | 26 | 7 | 4952 | Yes |  |  |  | 0 | 0.7 | 0.7
7 | 26 | 8 | 4953 | Yes |  |  |  | 0 | 0.85 | 0.85
7 | 26 | 9 | 4954 | Yes |  |  |  | 0 | 1.03 | 1.03
7 | 26 | 10 | 4955 | Yes |  |  |  | 0 | 0.99 | 0.99
7 | 26 | 11 | 4956 | Yes |  |  |  | 0 | 0.92 | 0.92
7 | 26 | 12 | 4957 | Yes |  |  |  | 0 | 0.95 | 0.95
7 | 26 | 13 | 4958 | Yes |  |  |  | 0 | 1 | 1
7 | 26 | 14 | 4959 | Yes |  |  |  | 0 | 1.02 | 1.02
7 | 26 | 15 | 4960 | Yes |  |  |  | 0 | 1.03 | 1.03
7 | 26 | 16 | 4961 | Yes |  |  |  | 0 | 1.05 | 1.05
7 | 26 | 17 | 4962 | Yes |  |  |  | 0 | 0.85 | 0.85
7 | 26 | 18 | 4963 | Yes |  |  |  | 0 | 0.7 | 0.7
7 | 26 | 19 | 4964 | Yes |  |  |  | 0 | 0.55 | 0.55
7 | 26 | 20 | 4965 | Yes |  |  |  | 0 | 0.35 | 0.35
7 | 26 | 21 | 4966 | Yes |  |  |  | 0 | 0.2 | 0.2
7 | 26 | 22 | 4967 | Yes |  |  |  | 0 | 0.2 | 0.2
7 | 26 | 23 | 4968 | Yes |  |  |  | 0 | 0.2 | 0.2
7 | 27 | 0 | 4969 | Yes |  |  |  | 0 | 0.2 | 0.2
7 | 27 | 1 | 4970 | Yes |  |  |  | 0 | 0.2 | 0.2
7 | 27 | 2 | 4971 | Yes |  |  |  | 0 | 0.2 | 0.2
7 | 27 | 3 | 4972 | Yes |  |  |  | 0 | 0.2 | 0.2
7 | 27 | 4 | 4973 | Yes |  |  |  | 0 | 0.3 | 0.3
7 | 27 | 5 | 4974 | Yes |  |  |  | 0 | 0.45 | 0.45
7 | 27 | 6 | 4975 | Yes |  |  |  | 0 | 0.58 | 0.58
7 | 27 | 7 | 4976 | Yes |  |  |  | 0 | 0.7 | 0.7
7 | 27 | 8 | 4977 | Yes |  |  |  | 0 | 0.85 | 0.85
7 | 27 | 9 | 4978 | Yes |  |  |  | 0 | 1.03 | 1.03
7 | 27 | 10 | 4979 | Yes |  |  |  | 0 | 0.99 | 0.99
7 | 27 | 11 | 4980 | Yes |  |  |  | 0 | 0.92 | 0.92
7 | 27 | 12 | 4981 | Yes |  |  |  | 0 | 0.95 | 0.95
7 | 27 | 13 | 4982 | Yes |  |  |  | 0 | 1 | 1
7 | 27 | 14 | 4983 | Yes |  |  |  | 0 | 1.02 | 1.02
7 | 27 | 15 | 4984 | Yes |  |  |  | 0 | 1.03 | 1.03
7 | 27 | 16 | 4985 | Yes |  |  |  | 0 | 1.05 | 1.05
7 | 27 | 17 | 4986 | Yes |  |  |  | 0 | 0.85 | 0.85
7 | 27 | 18 | 4987 | Yes |  |  |  | 0 | 0.7 | 0.7
7 | 27 | 19 | 4988 | Yes |  |  |  | 0 | 0.55 | 0.55
7 | 27 | 20 | 4989 | Yes |  |  |  | 0 | 0.35 | 0.35
7 | 27 | 21 | 4990 | Yes |  |  |  | 0 | 0.2 | 0.2
7 | 27 | 22 | 4991 | Yes |  |  |  | 0 | 0.2 | 0.2
7 | 27 | 23 | 4992 | Yes |  |  |  | 0 | 0.2 | 0.2
7 | 28 | 0 | 4993 | Saturday |  |  |  | 0 | 0.2 | 0.2
7 | 28 | 1 | 4994 | Saturday |  |  |  | 0 | 0.2 | 0.2
7 | 28 | 2 | 4995 | Saturday |  |  |  | 0 | 0.2 | 0.2
7 | 28 | 3 | 4996 | Saturday |  |  |  | 0 | 0.2 | 0.2
7 | 28 | 4 | 4997 | Saturday |  |  |  | 0 | 0.3 | 0.3
7 | 28 | 5 | 4998 | Saturday |  |  |  | 0 | 0.45 | 0.45
7 | 28 | 6 | 4999 | Saturday |  |  |  | 0 | 0.58 | 0.58
7 | 28 | 7 | 5000 | Saturday |  |  |  | 0 | 0.7 | 0.7
7 | 28 | 8 | 5001 | Saturday |  |  |  | 0 | 0.85 | 0.85
7 | 28 | 9 | 5002 | Saturday |  |  |  | 0 | 1.03 | 1.03
7 | 28 | 10 | 5003 | Saturday |  |  |  | 0 | 0.99 | 0.99
7 | 28 | 11 | 5004 | Saturday |  |  |  | 0 | 0.92 | 0.92
7 | 28 | 12 | 5005 | Saturday |  |  |  | 0 | 0.95 | 0.95
7 | 28 | 13 | 5006 | Saturday |  |  |  | 0 | 1 | 1
7 | 28 | 14 | 5007 | Saturday |  |  |  | 0 | 1.02 | 1.02
7 | 28 | 15 | 5008 | Saturday |  |  |  | 0 | 1.03 | 1.03
7 | 28 | 16 | 5009 | Saturday |  |  |  | 0 | 1.05 | 1.05
7 | 28 | 17 | 5010 | Saturday |  |  |  | 0 | 0.85 | 0.85
7 | 28 | 18 | 5011 | Saturday |  |  |  | 0 | 0.7 | 0.7
7 | 28 | 19 | 5012 | Saturday |  |  |  | 0 | 0.55 | 0.55
7 | 28 | 20 | 5013 | Saturday |  |  |  | 0 | 0.35 | 0.35
7 | 28 | 21 | 5014 | Saturday |  |  |  | 0 | 0.2 | 0.2
7 | 28 | 22 | 5015 | Saturday |  |  |  | 0 | 0.2 | 0.2
7 | 28 | 23 | 5016 | Saturday |  |  |  | 0 | 0.2 | 0.2
7 | 29 | 0 | 5017 | Sunday |  |  |  | 0 | 0.2 | 0.2
7 | 29 | 1 | 5018 | Sunday |  |  |  | 0 | 0.2 | 0.2
7 | 29 | 2 | 5019 | Sunday |  |  |  | 0 | 0.2 | 0.2
7 | 29 | 3 | 5020 | Sunday |  |  |  | 0 | 0.2 | 0.2
7 | 29 | 4 | 5021 | Sunday |  |  |  | 0 | 0.3 | 0.3
7 | 29 | 5 | 5022 | Sunday |  |  |  | 0 | 0.45 | 0.45
7 | 29 | 6 | 5023 | Sunday |  |  |  | 0 | 0.58 | 0.58
7 | 29 | 7 | 5024 | Sunday |  |  |  | 0 | 0.7 | 0.7
7 | 29 | 8 | 5025 | Sunday |  |  |  | 0 | 0.85 | 0.85
7 | 29 | 9 | 5026 | Sunday |  |  |  | 0 | 1.03 | 1.03
7 | 29 | 10 | 5027 | Sunday |  |  |  | 0 | 0.99 | 0.99
7 | 29 | 11 | 5028 | Sunday |  |  |  | 0 | 0.92 | 0.92
7 | 29 | 12 | 5029 | Sunday |  |  |  | 0 | 0.95 | 0.95
7 | 29 | 13 | 5030 | Sunday |  |  |  | 0 | 1 | 1
7 | 29 | 14 | 5031 | Sunday |  |  |  | 0 | 1.02 | 1.02
7 | 29 | 15 | 5032 | Sunday |  |  |  | 0 | 1.03 | 1.03
7 | 29 | 16 | 5033 | Sunday |  |  |  | 0 | 1.05 | 1.05
7 | 29 | 17 | 5034 | Sunday |  |  |  | 0 | 0.85 | 0.85
7 | 29 | 18 | 5035 | Sunday |  |  |  | 0 | 0.7 | 0.7
7 | 29 | 19 | 5036 | Sunday |  |  |  | 0 | 0.55 | 0.55
7 | 29 | 20 | 5037 | Sunday |  |  |  | 0 | 0.35 | 0.35
7 | 29 | 21 | 5038 | Sunday |  |  |  | 0 | 0.2 | 0.2
7 | 29 | 22 | 5039 | Sunday |  |  |  | 0 | 0.2 | 0.2
7 | 29 | 23 | 5040 | Sunday |  |  |  | 0 | 0.2 | 0.2
7 | 30 | 0 | 5041 | Yes |  |  |  | 0 | 0.2 | 0.2
7 | 30 | 1 | 5042 | Yes |  |  |  | 0 | 0.2 | 0.2
7 | 30 | 2 | 5043 | Yes |  |  |  | 0 | 0.2 | 0.2
7 | 30 | 3 | 5044 | Yes |  |  |  | 0 | 0.2 | 0.2
7 | 30 | 4 | 5045 | Yes |  |  |  | 0 | 0.3 | 0.3
7 | 30 | 5 | 5046 | Yes |  |  |  | 0 | 0.45 | 0.45
7 | 30 | 6 | 5047 | Yes |  |  |  | 0 | 0.58 | 0.58
7 | 30 | 7 | 5048 | Yes |  |  |  | 0 | 0.7 | 0.7
7 | 30 | 8 | 5049 | Yes |  |  |  | 0 | 0.85 | 0.85
7 | 30 | 9 | 5050 | Yes |  |  |  | 0 | 1.03 | 1.03
7 | 30 | 10 | 5051 | Yes |  |  |  | 0 | 0.99 | 0.99
7 | 30 | 11 | 5052 | Yes |  |  |  | 0 | 0.92 | 0.92
7 | 30 | 12 | 5053 | Yes |  |  |  | 0 | 0.95 | 0.95
7 | 30 | 13 | 5054 | Yes |  |  |  | 0 | 1 | 1
7 | 30 | 14 | 5055 | Yes |  |  |  | 0 | 1.02 | 1.02
7 | 30 | 15 | 5056 | Yes |  |  |  | 0 | 1.03 | 1.03
7 | 30 | 16 | 5057 | Yes |  |  |  | 0 | 1.05 | 1.05
7 | 30 | 17 | 5058 | Yes |  |  |  | 0 | 0.85 | 0.85
7 | 30 | 18 | 5059 | Yes |  |  |  | 0 | 0.7 | 0.7
7 | 30 | 19 | 5060 | Yes |  |  |  | 0 | 0.55 | 0.55
7 | 30 | 20 | 5061 | Yes |  |  |  | 0 | 0.35 | 0.35
7 | 30 | 21 | 5062 | Yes |  |  |  | 0 | 0.2 | 0.2
7 | 30 | 22 | 5063 | Yes |  |  |  | 0 | 0.2 | 0.2
7 | 30 | 23 | 5064 | Yes |  |  |  | 0 | 0.2 | 0.2
7 | 31 | 0 | 5065 | Yes |  |  |  | 0 | 0.2 | 0.2
7 | 31 | 1 | 5066 | Yes |  |  |  | 0 | 0.2 | 0.2
7 | 31 | 2 | 5067 | Yes |  |  |  | 0 | 0.2 | 0.2
7 | 31 | 3 | 5068 | Yes |  |  |  | 0 | 0.2 | 0.2
7 | 31 | 4 | 5069 | Yes |  |  |  | 0 | 0.3 | 0.3
7 | 31 | 5 | 5070 | Yes |  |  |  | 0 | 0.45 | 0.45
7 | 31 | 6 | 5071 | Yes |  |  |  | 0 | 0.58 | 0.58
7 | 31 | 7 | 5072 | Yes |  |  |  | 0 | 0.7 | 0.7
7 | 31 | 8 | 5073 | Yes |  |  |  | 0 | 0.85 | 0.85
7 | 31 | 9 | 5074 | Yes |  |  |  | 0 | 1.03 | 1.03
7 | 31 | 10 | 5075 | Yes |  |  |  | 0 | 0.99 | 0.99
7 | 31 | 11 | 5076 | Yes |  |  |  | 0 | 0.92 | 0.92
7 | 31 | 12 | 5077 | Yes |  |  |  | 0 | 0.95 | 0.95
7 | 31 | 13 | 5078 | Yes |  |  |  | 0 | 1 | 1
7 | 31 | 14 | 5079 | Yes |  |  |  | 0 | 1.02 | 1.02
7 | 31 | 15 | 5080 | Yes |  |  |  | 0 | 1.03 | 1.03
7 | 31 | 16 | 5081 | Yes |  |  |  | 0 | 1.05 | 1.05
7 | 31 | 17 | 5082 | Yes |  |  |  | 0 | 0.85 | 0.85
7 | 31 | 18 | 5083 | Yes |  |  |  | 0 | 0.7 | 0.7
7 | 31 | 19 | 5084 | Yes |  |  |  | 0 | 0.55 | 0.55
7 | 31 | 20 | 5085 | Yes |  |  |  | 0 | 0.35 | 0.35
7 | 31 | 21 | 5086 | Yes |  |  |  | 0 | 0.2 | 0.2
7 | 31 | 22 | 5087 | Yes |  |  |  | 0 | 0.2 | 0.2
7 | 31 | 23 | 5088 | Yes |  |  |  | 0 | 0.2 | 0.2
8 | 1 | 0 | 5089 | Sunday |  |  |  | 0 | 0.2 | 0.2
8 | 1 | 1 | 5090 | Sunday |  |  |  | 0 | 0.2 | 0.2
8 | 1 | 2 | 5091 | Sunday |  |  |  | 0 | 0.2 | 0.2
8 | 1 | 3 | 5092 | Sunday |  |  |  | 0 | 0.2 | 0.2
8 | 1 | 4 | 5093 | Sunday |  |  |  | 0 | 0.3 | 0.3
8 | 1 | 5 | 5094 | Sunday |  |  |  | 0 | 0.45 | 0.45
8 | 1 | 6 | 5095 | Sunday |  |  |  | 0 | 0.58 | 0.58
8 | 1 | 7 | 5096 | Sunday |  |  |  | 0 | 0.7 | 0.7
8 | 1 | 8 | 5097 | Sunday |  |  |  | 0 | 0.85 | 0.85
8 | 1 | 9 | 5098 | Sunday |  |  |  | 0 | 1.03 | 1.03
8 | 1 | 10 | 5099 | Sunday |  |  |  | 0 | 0.99 | 0.99
8 | 1 | 11 | 5100 | Sunday |  |  |  | 0 | 0.92 | 0.92
8 | 1 | 12 | 5101 | Sunday |  |  |  | 0 | 0.95 | 0.95
8 | 1 | 13 | 5102 | Sunday |  |  |  | 0 | 1 | 1
8 | 1 | 14 | 5103 | Sunday |  |  |  | 0 | 1.02 | 1.02
8 | 1 | 15 | 5104 | Sunday |  |  |  | 0 | 1.03 | 1.03
8 | 1 | 16 | 5105 | Sunday |  |  |  | 0 | 1.05 | 1.05
8 | 1 | 17 | 5106 | Sunday |  |  |  | 0 | 0.85 | 0.85
8 | 1 | 18 | 5107 | Sunday |  |  |  | 0 | 0.7 | 0.7
8 | 1 | 19 | 5108 | Sunday |  |  |  | 0 | 0.55 | 0.55
8 | 1 | 20 | 5109 | Sunday |  |  |  | 0 | 0.35 | 0.35
8 | 1 | 21 | 5110 | Sunday |  |  |  | 0 | 0.2 | 0.2
8 | 1 | 22 | 5111 | Sunday |  |  |  | 0 | 0.2 | 0.2
8 | 1 | 23 | 5112 | Sunday |  |  |  | 0 | 0.2 | 0.2
8 | 2 | 0 | 5113 | Yes |  |  |  | 0 | 0.2 | 0.2
8 | 2 | 1 | 5114 | Yes |  |  |  | 0 | 0.2 | 0.2
8 | 2 | 2 | 5115 | Yes |  |  |  | 0 | 0.2 | 0.2
8 | 2 | 3 | 5116 | Yes |  |  |  | 0 | 0.2 | 0.2
8 | 2 | 4 | 5117 | Yes |  |  |  | 0 | 0.3 | 0.3
8 | 2 | 5 | 5118 | Yes |  |  |  | 0 | 0.45 | 0.45
8 | 2 | 6 | 5119 | Yes |  |  |  | 0 | 0.58 | 0.58
8 | 2 | 7 | 5120 | Yes |  |  |  | 0 | 0.7 | 0.7
8 | 2 | 8 | 5121 | Yes |  |  |  | 0 | 0.85 | 0.85
8 | 2 | 9 | 5122 | Yes |  |  |  | 0 | 1.03 | 1.03
8 | 2 | 10 | 5123 | Yes |  |  |  | 0 | 0.99 | 0.99
8 | 2 | 11 | 5124 | Yes |  |  |  | 0 | 0.92 | 0.92
8 | 2 | 12 | 5125 | Yes |  |  |  | 0 | 0.95 | 0.95
8 | 2 | 13 | 5126 | Yes |  |  |  | 0 | 1 | 1
8 | 2 | 14 | 5127 | Yes |  |  |  | 0 | 1.02 | 1.02
8 | 2 | 15 | 5128 | Yes |  |  |  | 0 | 1.03 | 1.03
8 | 2 | 16 | 5129 | Yes |  |  |  | 0 | 1.05 | 1.05
8 | 2 | 17 | 5130 | Yes |  |  |  | 0 | 0.85 | 0.85
8 | 2 | 18 | 5131 | Yes |  |  |  | 0 | 0.7 | 0.7
8 | 2 | 19 | 5132 | Yes |  |  |  | 0 | 0.55 | 0.55
8 | 2 | 20 | 5133 | Yes |  |  |  | 0 | 0.35 | 0.35
8 | 2 | 21 | 5134 | Yes |  |  |  | 0 | 0.2 | 0.2
8 | 2 | 22 | 5135 | Yes |  |  |  | 0 | 0.2 | 0.2
8 | 2 | 23 | 5136 | Yes |  |  |  | 0 | 0.2 | 0.2
8 | 3 | 0 | 5137 | Yes |  |  |  | 0 | 0.2 | 0.2
8 | 3 | 1 | 5138 | Yes |  |  |  | 0 | 0.2 | 0.2
8 | 3 | 2 | 5139 | Yes |  |  |  | 0 | 0.2 | 0.2
8 | 3 | 3 | 5140 | Yes |  |  |  | 0 | 0.2 | 0.2
8 | 3 | 4 | 5141 | Yes |  |  |  | 0 | 0.3 | 0.3
8 | 3 | 5 | 5142 | Yes |  |  |  | 0 | 0.45 | 0.45
8 | 3 | 6 | 5143 | Yes |  |  |  | 0 | 0.58 | 0.58
8 | 3 | 7 | 5144 | Yes |  |  |  | 0 | 0.7 | 0.7
8 | 3 | 8 | 5145 | Yes |  |  |  | 0 | 0.85 | 0.85
8 | 3 | 9 | 5146 | Yes |  |  |  | 0 | 1.03 | 1.03
8 | 3 | 10 | 5147 | Yes |  |  |  | 0 | 0.99 | 0.99
8 | 3 | 11 | 5148 | Yes |  |  |  | 0 | 0.92 | 0.92
8 | 3 | 12 | 5149 | Yes |  |  |  | 0 | 0.95 | 0.95
8 | 3 | 13 | 5150 | Yes |  |  |  | 0 | 1 | 1
8 | 3 | 14 | 5151 | Yes |  |  |  | 0 | 1.02 | 1.02
8 | 3 | 15 | 5152 | Yes |  |  |  | 0 | 1.03 | 1.03
8 | 3 | 16 | 5153 | Yes |  |  |  | 0 | 1.05 | 1.05
8 | 3 | 17 | 5154 | Yes |  |  |  | 0 | 0.85 | 0.85
8 | 3 | 18 | 5155 | Yes |  |  |  | 0 | 0.7 | 0.7
8 | 3 | 19 | 5156 | Yes |  |  |  | 0 | 0.55 | 0.55
8 | 3 | 20 | 5157 | Yes |  |  |  | 0 | 0.35 | 0.35
8 | 3 | 21 | 5158 | Yes |  |  |  | 0 | 0.2 | 0.2
8 | 3 | 22 | 5159 | Yes |  |  |  | 0 | 0.2 | 0.2
8 | 3 | 23 | 5160 | Yes |  |  |  | 0 | 0.2 | 0.2
8 | 4 | 0 | 5161 | Yes |  |  |  | 0 | 0.2 | 0.2
8 | 4 | 1 | 5162 | Yes |  |  |  | 0 | 0.2 | 0.2
8 | 4 | 2 | 5163 | Yes |  |  |  | 0 | 0.2 | 0.2
8 | 4 | 3 | 5164 | Yes |  |  |  | 0 | 0.2 | 0.2
8 | 4 | 4 | 5165 | Yes |  |  |  | 0 | 0.3 | 0.3
8 | 4 | 5 | 5166 | Yes |  |  |  | 0 | 0.45 | 0.45
8 | 4 | 6 | 5167 | Yes |  |  |  | 0 | 0.58 | 0.58
8 | 4 | 7 | 5168 | Yes |  |  |  | 0 | 0.7 | 0.7
8 | 4 | 8 | 5169 | Yes |  |  |  | 0 | 0.85 | 0.85
8 | 4 | 9 | 5170 | Yes |  |  |  | 0 | 1.03 | 1.03
8 | 4 | 10 | 5171 | Yes |  |  |  | 0 | 0.99 | 0.99
8 | 4 | 11 | 5172 | Yes |  |  |  | 0 | 0.92 | 0.92
8 | 4 | 12 | 5173 | Yes |  |  |  | 0 | 0.95 | 0.95
8 | 4 | 13 | 5174 | Yes |  |  |  | 0 | 1 | 1
8 | 4 | 14 | 5175 | Yes |  |  |  | 0 | 1.02 | 1.02
8 | 4 | 15 | 5176 | Yes |  |  |  | 0 | 1.03 | 1.03
8 | 4 | 16 | 5177 | Yes |  |  |  | 0 | 1.05 | 1.05
8 | 4 | 17 | 5178 | Yes |  |  |  | 0 | 0.85 | 0.85
8 | 4 | 18 | 5179 | Yes |  |  |  | 0 | 0.7 | 0.7
8 | 4 | 19 | 5180 | Yes |  |  |  | 0 | 0.55 | 0.55
8 | 4 | 20 | 5181 | Yes |  |  |  | 0 | 0.35 | 0.35
8 | 4 | 21 | 5182 | Yes |  |  |  | 0 | 0.2 | 0.2
8 | 4 | 22 | 5183 | Yes |  |  |  | 0 | 0.2 | 0.2
8 | 4 | 23 | 5184 | Yes |  |  |  | 0 | 0.2 | 0.2
8 | 5 | 0 | 5185 | Yes |  |  |  | 0 | 0.2 | 0.2
8 | 5 | 1 | 5186 | Yes |  |  |  | 0 | 0.2 | 0.2
8 | 5 | 2 | 5187 | Yes |  |  |  | 0 | 0.2 | 0.2
8 | 5 | 3 | 5188 | Yes |  |  |  | 0 | 0.2 | 0.2
8 | 5 | 4 | 5189 | Yes |  |  |  | 0 | 0.3 | 0.3
8 | 5 | 5 | 5190 | Yes |  |  |  | 0 | 0.45 | 0.45
8 | 5 | 6 | 5191 | Yes |  |  |  | 0 | 0.58 | 0.58
8 | 5 | 7 | 5192 | Yes |  |  |  | 0 | 0.7 | 0.7
8 | 5 | 8 | 5193 | Yes |  |  |  | 0 | 0.85 | 0.85
8 | 5 | 9 | 5194 | Yes |  |  |  | 0 | 1.03 | 1.03
8 | 5 | 10 | 5195 | Yes |  |  |  | 0 | 0.99 | 0.99
8 | 5 | 11 | 5196 | Yes |  |  |  | 0 | 0.92 | 0.92
8 | 5 | 12 | 5197 | Yes |  |  |  | 0 | 0.95 | 0.95
8 | 5 | 13 | 5198 | Yes |  |  |  | 0 | 1 | 1
8 | 5 | 14 | 5199 | Yes |  |  |  | 0 | 1.02 | 1.02
8 | 5 | 15 | 5200 | Yes |  |  |  | 0 | 1.03 | 1.03
8 | 5 | 16 | 5201 | Yes |  |  |  | 0 | 1.05 | 1.05
8 | 5 | 17 | 5202 | Yes |  |  |  | 0 | 0.85 | 0.85
8 | 5 | 18 | 5203 | Yes |  |  |  | 0 | 0.7 | 0.7
8 | 5 | 19 | 5204 | Yes |  |  |  | 0 | 0.55 | 0.55
8 | 5 | 20 | 5205 | Yes |  |  |  | 0 | 0.35 | 0.35
8 | 5 | 21 | 5206 | Yes |  |  |  | 0 | 0.2 | 0.2
8 | 5 | 22 | 5207 | Yes |  |  |  | 0 | 0.2 | 0.2
8 | 5 | 23 | 5208 | Yes |  |  |  | 0 | 0.2 | 0.2
8 | 6 | 0 | 5209 | Yes |  |  |  | 0 | 0.2 | 0.2
8 | 6 | 1 | 5210 | Yes |  |  |  | 0 | 0.2 | 0.2
8 | 6 | 2 | 5211 | Yes |  |  |  | 0 | 0.2 | 0.2
8 | 6 | 3 | 5212 | Yes |  |  |  | 0 | 0.2 | 0.2
8 | 6 | 4 | 5213 | Yes |  |  |  | 0 | 0.3 | 0.3
8 | 6 | 5 | 5214 | Yes |  |  |  | 0 | 0.45 | 0.45
8 | 6 | 6 | 5215 | Yes |  |  |  | 0 | 0.58 | 0.58
8 | 6 | 7 | 5216 | Yes |  |  |  | 0 | 0.7 | 0.7
8 | 6 | 8 | 5217 | Yes |  |  |  | 0 | 0.85 | 0.85
8 | 6 | 9 | 5218 | Yes |  |  |  | 0 | 1.03 | 1.03
8 | 6 | 10 | 5219 | Yes |  |  |  | 0 | 0.99 | 0.99
8 | 6 | 11 | 5220 | Yes |  |  |  | 0 | 0.92 | 0.92
8 | 6 | 12 | 5221 | Yes |  |  |  | 0 | 0.95 | 0.95
8 | 6 | 13 | 5222 | Yes |  |  |  | 0 | 1 | 1
8 | 6 | 14 | 5223 | Yes |  |  |  | 0 | 1.02 | 1.02
8 | 6 | 15 | 5224 | Yes |  |  |  | 0 | 1.03 | 1.03
8 | 6 | 16 | 5225 | Yes |  |  |  | 0 | 1.05 | 1.05
8 | 6 | 17 | 5226 | Yes |  |  |  | 0 | 0.85 | 0.85
8 | 6 | 18 | 5227 | Yes |  |  |  | 0 | 0.7 | 0.7
8 | 6 | 19 | 5228 | Yes |  |  |  | 0 | 0.55 | 0.55
8 | 6 | 20 | 5229 | Yes |  |  |  | 0 | 0.35 | 0.35
8 | 6 | 21 | 5230 | Yes |  |  |  | 0 | 0.2 | 0.2
8 | 6 | 22 | 5231 | Yes |  |  |  | 0 | 0.2 | 0.2
8 | 6 | 23 | 5232 | Yes |  |  |  | 0 | 0.2 | 0.2
8 | 7 | 0 | 5233 | Saturday |  |  |  | 0 | 0.2 | 0.2
8 | 7 | 1 | 5234 | Saturday |  |  |  | 0 | 0.2 | 0.2
8 | 7 | 2 | 5235 | Saturday |  |  |  | 0 | 0.2 | 0.2
8 | 7 | 3 | 5236 | Saturday |  |  |  | 0 | 0.2 | 0.2
8 | 7 | 4 | 5237 | Saturday |  |  |  | 0 | 0.3 | 0.3
8 | 7 | 5 | 5238 | Saturday |  |  |  | 0 | 0.45 | 0.45
8 | 7 | 6 | 5239 | Saturday |  |  |  | 0 | 0.58 | 0.58
8 | 7 | 7 | 5240 | Saturday |  |  |  | 0 | 0.7 | 0.7
8 | 7 | 8 | 5241 | Saturday |  |  |  | 0 | 0.85 | 0.85
8 | 7 | 9 | 5242 | Saturday |  |  |  | 0 | 1.03 | 1.03
8 | 7 | 10 | 5243 | Saturday |  |  |  | 0 | 0.99 | 0.99
8 | 7 | 11 | 5244 | Saturday |  |  |  | 0 | 0.92 | 0.92
8 | 7 | 12 | 5245 | Saturday |  |  |  | 0 | 0.95 | 0.95
8 | 7 | 13 | 5246 | Saturday |  |  |  | 0 | 1 | 1
8 | 7 | 14 | 5247 | Saturday |  |  |  | 0 | 1.02 | 1.02
8 | 7 | 15 | 5248 | Saturday |  |  |  | 0 | 1.03 | 1.03
8 | 7 | 16 | 5249 | Saturday |  |  |  | 0 | 1.05 | 1.05
8 | 7 | 17 | 5250 | Saturday |  |  |  | 0 | 0.85 | 0.85
8 | 7 | 18 | 5251 | Saturday |  |  |  | 0 | 0.7 | 0.7
8 | 7 | 19 | 5252 | Saturday |  |  |  | 0 | 0.55 | 0.55
8 | 7 | 20 | 5253 | Saturday |  |  |  | 0 | 0.35 | 0.35
8 | 7 | 21 | 5254 | Saturday |  |  |  | 0 | 0.2 | 0.2
8 | 7 | 22 | 5255 | Saturday |  |  |  | 0 | 0.2 | 0.2
8 | 7 | 23 | 5256 | Saturday |  |  |  | 0 | 0.2 | 0.2
8 | 8 | 0 | 5257 | Sunday |  |  |  | 0 | 0.2 | 0.2
8 | 8 | 1 | 5258 | Sunday |  |  |  | 0 | 0.2 | 0.2
8 | 8 | 2 | 5259 | Sunday |  |  |  | 0 | 0.2 | 0.2
8 | 8 | 3 | 5260 | Sunday |  |  |  | 0 | 0.2 | 0.2
8 | 8 | 4 | 5261 | Sunday |  |  |  | 0 | 0.3 | 0.3
8 | 8 | 5 | 5262 | Sunday |  |  |  | 0 | 0.45 | 0.45
8 | 8 | 6 | 5263 | Sunday |  |  |  | 0 | 0.58 | 0.58
8 | 8 | 7 | 5264 | Sunday |  |  |  | 0 | 0.7 | 0.7
8 | 8 | 8 | 5265 | Sunday |  |  |  | 0 | 0.85 | 0.85
8 | 8 | 9 | 5266 | Sunday |  |  |  | 0 | 1.03 | 1.03
8 | 8 | 10 | 5267 | Sunday |  |  |  | 0 | 0.99 | 0.99
8 | 8 | 11 | 5268 | Sunday |  |  |  | 0 | 0.92 | 0.92
8 | 8 | 12 | 5269 | Sunday |  |  |  | 0 | 0.95 | 0.95
8 | 8 | 13 | 5270 | Sunday |  |  |  | 0 | 1 | 1
8 | 8 | 14 | 5271 | Sunday |  |  |  | 0 | 1.02 | 1.02
8 | 8 | 15 | 5272 | Sunday |  |  |  | 0 | 1.03 | 1.03
8 | 8 | 16 | 5273 | Sunday |  |  |  | 0 | 1.05 | 1.05
8 | 8 | 17 | 5274 | Sunday |  |  |  | 0 | 0.85 | 0.85
8 | 8 | 18 | 5275 | Sunday |  |  |  | 0 | 0.7 | 0.7
8 | 8 | 19 | 5276 | Sunday |  |  |  | 0 | 0.55 | 0.55
8 | 8 | 20 | 5277 | Sunday |  |  |  | 0 | 0.35 | 0.35
8 | 8 | 21 | 5278 | Sunday |  |  |  | 0 | 0.2 | 0.2
8 | 8 | 22 | 5279 | Sunday |  |  |  | 0 | 0.2 | 0.2
8 | 8 | 23 | 5280 | Sunday |  |  |  | 0 | 0.2 | 0.2
8 | 9 | 0 | 5281 | Yes |  |  |  | 0 | 0.2 | 0.2
8 | 9 | 1 | 5282 | Yes |  |  |  | 0 | 0.2 | 0.2
8 | 9 | 2 | 5283 | Yes |  |  |  | 0 | 0.2 | 0.2
8 | 9 | 3 | 5284 | Yes |  |  |  | 0 | 0.2 | 0.2
8 | 9 | 4 | 5285 | Yes |  |  |  | 0 | 0.3 | 0.3
8 | 9 | 5 | 5286 | Yes |  |  |  | 0 | 0.45 | 0.45
8 | 9 | 6 | 5287 | Yes |  |  |  | 0 | 0.58 | 0.58
8 | 9 | 7 | 5288 | Yes |  |  |  | 0 | 0.7 | 0.7
8 | 9 | 8 | 5289 | Yes |  |  |  | 0 | 0.85 | 0.85
8 | 9 | 9 | 5290 | Yes |  |  |  | 0 | 1.03 | 1.03
8 | 9 | 10 | 5291 | Yes |  |  |  | 0 | 0.99 | 0.99
8 | 9 | 11 | 5292 | Yes |  |  |  | 0 | 0.92 | 0.92
8 | 9 | 12 | 5293 | Yes |  |  |  | 0 | 0.95 | 0.95
8 | 9 | 13 | 5294 | Yes |  |  |  | 0 | 1 | 1
8 | 9 | 14 | 5295 | Yes |  |  |  | 0 | 1.02 | 1.02
8 | 9 | 15 | 5296 | Yes |  |  |  | 0 | 1.03 | 1.03
8 | 9 | 16 | 5297 | Yes |  |  |  | 0 | 1.05 | 1.05
8 | 9 | 17 | 5298 | Yes |  |  |  | 0 | 0.85 | 0.85
8 | 9 | 18 | 5299 | Yes |  |  |  | 0 | 0.7 | 0.7
8 | 9 | 19 | 5300 | Yes |  |  |  | 0 | 0.55 | 0.55
8 | 9 | 20 | 5301 | Yes |  |  |  | 0 | 0.35 | 0.35
8 | 9 | 21 | 5302 | Yes |  |  |  | 0 | 0.2 | 0.2
8 | 9 | 22 | 5303 | Yes |  |  |  | 0 | 0.2 | 0.2
8 | 9 | 23 | 5304 | Yes |  |  |  | 0 | 0.2 | 0.2
8 | 10 | 0 | 5305 | Yes |  |  |  | 0 | 0.2 | 0.2
8 | 10 | 1 | 5306 | Yes |  |  |  | 0 | 0.2 | 0.2
8 | 10 | 2 | 5307 | Yes |  |  |  | 0 | 0.2 | 0.2
8 | 10 | 3 | 5308 | Yes |  |  |  | 0 | 0.2 | 0.2
8 | 10 | 4 | 5309 | Yes |  |  |  | 0 | 0.3 | 0.3
8 | 10 | 5 | 5310 | Yes |  |  |  | 0 | 0.45 | 0.45
8 | 10 | 6 | 5311 | Yes |  |  |  | 0 | 0.58 | 0.58
8 | 10 | 7 | 5312 | Yes |  |  |  | 0 | 0.7 | 0.7
8 | 10 | 8 | 5313 | Yes |  |  |  | 0 | 0.85 | 0.85
8 | 10 | 9 | 5314 | Yes |  |  |  | 0 | 1.03 | 1.03
8 | 10 | 10 | 5315 | Yes |  |  |  | 0 | 0.99 | 0.99
8 | 10 | 11 | 5316 | Yes |  |  |  | 0 | 0.92 | 0.92
8 | 10 | 12 | 5317 | Yes |  |  |  | 0 | 0.95 | 0.95
8 | 10 | 13 | 5318 | Yes |  |  |  | 0 | 1 | 1
8 | 10 | 14 | 5319 | Yes |  |  |  | 0 | 1.02 | 1.02
8 | 10 | 15 | 5320 | Yes |  |  |  | 0 | 1.03 | 1.03
8 | 10 | 16 | 5321 | Yes |  |  |  | 0 | 1.05 | 1.05
8 | 10 | 17 | 5322 | Yes |  |  |  | 0 | 0.85 | 0.85
8 | 10 | 18 | 5323 | Yes |  |  |  | 0 | 0.7 | 0.7
8 | 10 | 19 | 5324 | Yes |  |  |  | 0 | 0.55 | 0.55
8 | 10 | 20 | 5325 | Yes |  |  |  | 0 | 0.35 | 0.35
8 | 10 | 21 | 5326 | Yes |  |  |  | 0 | 0.2 | 0.2
8 | 10 | 22 | 5327 | Yes |  |  |  | 0 | 0.2 | 0.2
8 | 10 | 23 | 5328 | Yes |  |  |  | 0 | 0.2 | 0.2
8 | 11 | 0 | 5329 | Yes |  |  |  | 0 | 0.2 | 0.2
8 | 11 | 1 | 5330 | Yes |  |  |  | 0 | 0.2 | 0.2
8 | 11 | 2 | 5331 | Yes |  |  |  | 0 | 0.2 | 0.2
8 | 11 | 3 | 5332 | Yes |  |  |  | 0 | 0.2 | 0.2
8 | 11 | 4 | 5333 | Yes |  |  |  | 0 | 0.3 | 0.3
8 | 11 | 5 | 5334 | Yes |  |  |  | 0 | 0.45 | 0.45
8 | 11 | 6 | 5335 | Yes |  |  |  | 0 | 0.58 | 0.58
8 | 11 | 7 | 5336 | Yes |  |  |  | 0 | 0.7 | 0.7
8 | 11 | 8 | 5337 | Yes |  |  |  | 0 | 0.85 | 0.85
8 | 11 | 9 | 5338 | Yes |  |  |  | 0 | 1.03 | 1.03
8 | 11 | 10 | 5339 | Yes |  |  |  | 0 | 0.99 | 0.99
8 | 11 | 11 | 5340 | Yes |  |  |  | 0 | 0.92 | 0.92
8 | 11 | 12 | 5341 | Yes |  |  |  | 0 | 0.95 | 0.95
8 | 11 | 13 | 5342 | Yes |  |  |  | 0 | 1 | 1
8 | 11 | 14 | 5343 | Yes |  |  |  | 0 | 1.02 | 1.02
8 | 11 | 15 | 5344 | Yes |  |  |  | 0 | 1.03 | 1.03
8 | 11 | 16 | 5345 | Yes |  |  |  | 0 | 1.05 | 1.05
8 | 11 | 17 | 5346 | Yes |  |  |  | 0 | 0.85 | 0.85
8 | 11 | 18 | 5347 | Yes |  |  |  | 0 | 0.7 | 0.7
8 | 11 | 19 | 5348 | Yes |  |  |  | 0 | 0.55 | 0.55
8 | 11 | 20 | 5349 | Yes |  |  |  | 0 | 0.35 | 0.35
8 | 11 | 21 | 5350 | Yes |  |  |  | 0 | 0.2 | 0.2
8 | 11 | 22 | 5351 | Yes |  |  |  | 0 | 0.2 | 0.2
8 | 11 | 23 | 5352 | Yes |  |  |  | 0 | 0.2 | 0.2
8 | 12 | 0 | 5353 | Yes |  |  |  | 0 | 0.2 | 0.2
8 | 12 | 1 | 5354 | Yes |  |  |  | 0 | 0.2 | 0.2
8 | 12 | 2 | 5355 | Yes |  |  |  | 0 | 0.2 | 0.2
8 | 12 | 3 | 5356 | Yes |  |  |  | 0 | 0.2 | 0.2
8 | 12 | 4 | 5357 | Yes |  |  |  | 0 | 0.3 | 0.3
8 | 12 | 5 | 5358 | Yes |  |  |  | 0 | 0.45 | 0.45
8 | 12 | 6 | 5359 | Yes |  |  |  | 0 | 0.58 | 0.58
8 | 12 | 7 | 5360 | Yes |  |  |  | 0 | 0.7 | 0.7
8 | 12 | 8 | 5361 | Yes |  |  |  | 0 | 0.85 | 0.85
8 | 12 | 9 | 5362 | Yes |  |  |  | 0 | 1.03 | 1.03
8 | 12 | 10 | 5363 | Yes |  |  |  | 0 | 0.99 | 0.99
8 | 12 | 11 | 5364 | Yes |  |  |  | 0 | 0.92 | 0.92
8 | 12 | 12 | 5365 | Yes |  |  |  | 0 | 0.95 | 0.95
8 | 12 | 13 | 5366 | Yes |  |  |  | 0 | 1 | 1
8 | 12 | 14 | 5367 | Yes |  |  |  | 0 | 1.02 | 1.02
8 | 12 | 15 | 5368 | Yes |  |  |  | 0 | 1.03 | 1.03
8 | 12 | 16 | 5369 | Yes |  |  |  | 0 | 1.05 | 1.05
8 | 12 | 17 | 5370 | Yes |  |  |  | 0 | 0.85 | 0.85
8 | 12 | 18 | 5371 | Yes |  |  |  | 0 | 0.7 | 0.7
8 | 12 | 19 | 5372 | Yes |  |  |  | 0 | 0.55 | 0.55
8 | 12 | 20 | 5373 | Yes |  |  |  | 0 | 0.35 | 0.35
8 | 12 | 21 | 5374 | Yes |  |  |  | 0 | 0.2 | 0.2
8 | 12 | 22 | 5375 | Yes |  |  |  | 0 | 0.2 | 0.2
8 | 12 | 23 | 5376 | Yes |  |  |  | 0 | 0.2 | 0.2
8 | 13 | 0 | 5377 | Yes |  |  |  | 0 | 0.2 | 0.2
8 | 13 | 1 | 5378 | Yes |  |  |  | 0 | 0.2 | 0.2
8 | 13 | 2 | 5379 | Yes |  |  |  | 0 | 0.2 | 0.2
8 | 13 | 3 | 5380 | Yes |  |  |  | 0 | 0.2 | 0.2
8 | 13 | 4 | 5381 | Yes |  |  |  | 0 | 0.3 | 0.3
8 | 13 | 5 | 5382 | Yes |  |  |  | 0 | 0.45 | 0.45
8 | 13 | 6 | 5383 | Yes |  |  |  | 0 | 0.58 | 0.58
8 | 13 | 7 | 5384 | Yes |  |  |  | 0 | 0.7 | 0.7
8 | 13 | 8 | 5385 | Yes |  |  |  | 0 | 0.85 | 0.85
8 | 13 | 9 | 5386 | Yes |  |  |  | 0 | 1.03 | 1.03
8 | 13 | 10 | 5387 | Yes |  |  |  | 0 | 0.99 | 0.99
8 | 13 | 11 | 5388 | Yes |  |  |  | 0 | 0.92 | 0.92
8 | 13 | 12 | 5389 | Yes |  |  |  | 0 | 0.95 | 0.95
8 | 13 | 13 | 5390 | Yes |  |  |  | 0 | 1 | 1
8 | 13 | 14 | 5391 | Yes |  |  |  | 0 | 1.02 | 1.02
8 | 13 | 15 | 5392 | Yes |  |  |  | 0 | 1.03 | 1.03
8 | 13 | 16 | 5393 | Yes |  |  |  | 0 | 1.05 | 1.05
8 | 13 | 17 | 5394 | Yes |  |  |  | 0 | 0.85 | 0.85
8 | 13 | 18 | 5395 | Yes |  |  |  | 0 | 0.7 | 0.7
8 | 13 | 19 | 5396 | Yes |  |  |  | 0 | 0.55 | 0.55
8 | 13 | 20 | 5397 | Yes |  |  |  | 0 | 0.35 | 0.35
8 | 13 | 21 | 5398 | Yes |  |  |  | 0 | 0.2 | 0.2
8 | 13 | 22 | 5399 | Yes |  |  |  | 0 | 0.2 | 0.2
8 | 13 | 23 | 5400 | Yes |  |  |  | 0 | 0.2 | 0.2
8 | 14 | 0 | 5401 | Saturday |  |  |  | 0 | 0.2 | 0.2
8 | 14 | 1 | 5402 | Saturday |  |  |  | 0 | 0.2 | 0.2
8 | 14 | 2 | 5403 | Saturday |  |  |  | 0 | 0.2 | 0.2
8 | 14 | 3 | 5404 | Saturday |  |  |  | 0 | 0.2 | 0.2
8 | 14 | 4 | 5405 | Saturday |  |  |  | 0 | 0.3 | 0.3
8 | 14 | 5 | 5406 | Saturday |  |  |  | 0 | 0.45 | 0.45
8 | 14 | 6 | 5407 | Saturday |  |  |  | 0 | 0.58 | 0.58
8 | 14 | 7 | 5408 | Saturday |  |  |  | 0 | 0.7 | 0.7
8 | 14 | 8 | 5409 | Saturday |  |  |  | 0 | 0.85 | 0.85
8 | 14 | 9 | 5410 | Saturday |  |  |  | 0 | 1.03 | 1.03
8 | 14 | 10 | 5411 | Saturday |  |  |  | 0 | 0.99 | 0.99
8 | 14 | 11 | 5412 | Saturday |  |  |  | 0 | 0.92 | 0.92
8 | 14 | 12 | 5413 | Saturday |  |  |  | 0 | 0.95 | 0.95
8 | 14 | 13 | 5414 | Saturday |  |  |  | 0 | 1 | 1
8 | 14 | 14 | 5415 | Saturday |  |  |  | 0 | 1.02 | 1.02
8 | 14 | 15 | 5416 | Saturday |  |  |  | 0 | 1.03 | 1.03
8 | 14 | 16 | 5417 | Saturday |  |  |  | 0 | 1.05 | 1.05
8 | 14 | 17 | 5418 | Saturday |  |  |  | 0 | 0.85 | 0.85
8 | 14 | 18 | 5419 | Saturday |  |  |  | 0 | 0.7 | 0.7
8 | 14 | 19 | 5420 | Saturday |  |  |  | 0 | 0.55 | 0.55
8 | 14 | 20 | 5421 | Saturday |  |  |  | 0 | 0.35 | 0.35
8 | 14 | 21 | 5422 | Saturday |  |  |  | 0 | 0.2 | 0.2
8 | 14 | 22 | 5423 | Saturday |  |  |  | 0 | 0.2 | 0.2
8 | 14 | 23 | 5424 | Saturday |  |  |  | 0 | 0.2 | 0.2
8 | 15 | 0 | 5425 | Sunday |  |  |  | 0 | 0.2 | 0.2
8 | 15 | 1 | 5426 | Sunday |  |  |  | 0 | 0.2 | 0.2
8 | 15 | 2 | 5427 | Sunday |  |  |  | 0 | 0.2 | 0.2
8 | 15 | 3 | 5428 | Sunday |  |  |  | 0 | 0.2 | 0.2
8 | 15 | 4 | 5429 | Sunday |  |  |  | 0 | 0.3 | 0.3
8 | 15 | 5 | 5430 | Sunday |  |  |  | 0 | 0.45 | 0.45
8 | 15 | 6 | 5431 | Sunday |  |  |  | 0 | 0.58 | 0.58
8 | 15 | 7 | 5432 | Sunday |  |  |  | 0 | 0.7 | 0.7
8 | 15 | 8 | 5433 | Sunday |  |  |  | 0 | 0.85 | 0.85
8 | 15 | 9 | 5434 | Sunday |  |  |  | 0 | 1.03 | 1.03
8 | 15 | 10 | 5435 | Sunday |  |  |  | 0 | 0.99 | 0.99
8 | 15 | 11 | 5436 | Sunday |  |  |  | 0 | 0.92 | 0.92
8 | 15 | 12 | 5437 | Sunday |  |  |  | 0 | 0.95 | 0.95
8 | 15 | 13 | 5438 | Sunday |  |  |  | 0 | 1 | 1
8 | 15 | 14 | 5439 | Sunday |  |  |  | 0 | 1.02 | 1.02
8 | 15 | 15 | 5440 | Sunday |  |  |  | 0 | 1.03 | 1.03
8 | 15 | 16 | 5441 | Sunday |  |  |  | 0 | 1.05 | 1.05
8 | 15 | 17 | 5442 | Sunday |  |  |  | 0 | 0.85 | 0.85
8 | 15 | 18 | 5443 | Sunday |  |  |  | 0 | 0.7 | 0.7
8 | 15 | 19 | 5444 | Sunday |  |  |  | 0 | 0.55 | 0.55
8 | 15 | 20 | 5445 | Sunday |  |  |  | 0 | 0.35 | 0.35
8 | 15 | 21 | 5446 | Sunday |  |  |  | 0 | 0.2 | 0.2
8 | 15 | 22 | 5447 | Sunday |  |  |  | 0 | 0.2 | 0.2
8 | 15 | 23 | 5448 | Sunday |  |  |  | 0 | 0.2 | 0.2
8 | 16 | 0 | 5449 | Yes |  |  |  | 0 | 0.2 | 0.2
8 | 16 | 1 | 5450 | Yes |  |  |  | 0 | 0.2 | 0.2
8 | 16 | 2 | 5451 | Yes |  |  |  | 0 | 0.2 | 0.2
8 | 16 | 3 | 5452 | Yes |  |  |  | 0 | 0.2 | 0.2
8 | 16 | 4 | 5453 | Yes |  |  |  | 0 | 0.3 | 0.3
8 | 16 | 5 | 5454 | Yes |  |  |  | 0 | 0.45 | 0.45
8 | 16 | 6 | 5455 | Yes |  |  |  | 0 | 0.58 | 0.58
8 | 16 | 7 | 5456 | Yes |  |  |  | 0 | 0.7 | 0.7
8 | 16 | 8 | 5457 | Yes |  |  |  | 0 | 0.85 | 0.85
8 | 16 | 9 | 5458 | Yes |  |  |  | 0 | 1.03 | 1.03
8 | 16 | 10 | 5459 | Yes |  |  |  | 0 | 0.99 | 0.99
8 | 16 | 11 | 5460 | Yes |  |  |  | 0 | 0.92 | 0.92
8 | 16 | 12 | 5461 | Yes |  |  |  | 0 | 0.95 | 0.95
8 | 16 | 13 | 5462 | Yes |  |  |  | 0 | 1 | 1
8 | 16 | 14 | 5463 | Yes |  |  |  | 0 | 1.02 | 1.02
8 | 16 | 15 | 5464 | Yes |  |  |  | 0 | 1.03 | 1.03
8 | 16 | 16 | 5465 | Yes |  |  |  | 0 | 1.05 | 1.05
8 | 16 | 17 | 5466 | Yes |  |  |  | 0 | 0.85 | 0.85
8 | 16 | 18 | 5467 | Yes |  |  |  | 0 | 0.7 | 0.7
8 | 16 | 19 | 5468 | Yes |  |  |  | 0 | 0.55 | 0.55
8 | 16 | 20 | 5469 | Yes |  |  |  | 0 | 0.35 | 0.35
8 | 16 | 21 | 5470 | Yes |  |  |  | 0 | 0.2 | 0.2
8 | 16 | 22 | 5471 | Yes |  |  |  | 0 | 0.2 | 0.2
8 | 16 | 23 | 5472 | Yes |  |  |  | 0 | 0.2 | 0.2
8 | 17 | 0 | 5473 | Yes |  |  |  | 0 | 0.2 | 0.2
8 | 17 | 1 | 5474 | Yes |  |  |  | 0 | 0.2 | 0.2
8 | 17 | 2 | 5475 | Yes |  |  |  | 0 | 0.2 | 0.2
8 | 17 | 3 | 5476 | Yes |  |  |  | 0 | 0.2 | 0.2
8 | 17 | 4 | 5477 | Yes |  |  |  | 0 | 0.3 | 0.3
8 | 17 | 5 | 5478 | Yes |  |  |  | 0 | 0.45 | 0.45
8 | 17 | 6 | 5479 | Yes |  |  |  | 0 | 0.58 | 0.58
8 | 17 | 7 | 5480 | Yes |  |  |  | 0 | 0.7 | 0.7
8 | 17 | 8 | 5481 | Yes |  |  |  | 0 | 0.85 | 0.85
8 | 17 | 9 | 5482 | Yes |  |  |  | 0 | 1.03 | 1.03
8 | 17 | 10 | 5483 | Yes |  |  |  | 0 | 0.99 | 0.99
8 | 17 | 11 | 5484 | Yes |  |  |  | 0 | 0.92 | 0.92
8 | 17 | 12 | 5485 | Yes |  |  |  | 0 | 0.95 | 0.95
8 | 17 | 13 | 5486 | Yes |  |  |  | 0 | 1 | 1
8 | 17 | 14 | 5487 | Yes |  |  |  | 0 | 1.02 | 1.02
8 | 17 | 15 | 5488 | Yes |  |  |  | 0 | 1.03 | 1.03
8 | 17 | 16 | 5489 | Yes |  |  |  | 0 | 1.05 | 1.05
8 | 17 | 17 | 5490 | Yes |  |  |  | 0 | 0.85 | 0.85
8 | 17 | 18 | 5491 | Yes |  |  |  | 0 | 0.7 | 0.7
8 | 17 | 19 | 5492 | Yes |  |  |  | 0 | 0.55 | 0.55
8 | 17 | 20 | 5493 | Yes |  |  |  | 0 | 0.35 | 0.35
8 | 17 | 21 | 5494 | Yes |  |  |  | 0 | 0.2 | 0.2
8 | 17 | 22 | 5495 | Yes |  |  |  | 0 | 0.2 | 0.2
8 | 17 | 23 | 5496 | Yes |  |  |  | 0 | 0.2 | 0.2
8 | 18 | 0 | 5497 | Yes |  |  |  | 0 | 0.2 | 0.2
8 | 18 | 1 | 5498 | Yes |  |  |  | 0 | 0.2 | 0.2
8 | 18 | 2 | 5499 | Yes |  |  |  | 0 | 0.2 | 0.2
8 | 18 | 3 | 5500 | Yes |  |  |  | 0 | 0.2 | 0.2
8 | 18 | 4 | 5501 | Yes |  |  |  | 0 | 0.3 | 0.3
8 | 18 | 5 | 5502 | Yes |  |  |  | 0 | 0.45 | 0.45
8 | 18 | 6 | 5503 | Yes |  |  |  | 0 | 0.58 | 0.58
8 | 18 | 7 | 5504 | Yes |  |  |  | 0 | 0.7 | 0.7
8 | 18 | 8 | 5505 | Yes |  |  |  | 0 | 0.85 | 0.85
8 | 18 | 9 | 5506 | Yes |  |  |  | 0 | 1.03 | 1.03
8 | 18 | 10 | 5507 | Yes |  |  |  | 0 | 0.99 | 0.99
8 | 18 | 11 | 5508 | Yes |  |  |  | 0 | 0.92 | 0.92
8 | 18 | 12 | 5509 | Yes |  |  |  | 0 | 0.95 | 0.95
8 | 18 | 13 | 5510 | Yes |  |  |  | 0 | 1 | 1
8 | 18 | 14 | 5511 | Yes |  |  |  | 0 | 1.02 | 1.02
8 | 18 | 15 | 5512 | Yes |  |  |  | 0 | 1.03 | 1.03
8 | 18 | 16 | 5513 | Yes |  |  |  | 0 | 1.05 | 1.05
8 | 18 | 17 | 5514 | Yes |  |  |  | 0 | 0.85 | 0.85
8 | 18 | 18 | 5515 | Yes |  |  |  | 0 | 0.7 | 0.7
8 | 18 | 19 | 5516 | Yes |  |  |  | 0 | 0.55 | 0.55
8 | 18 | 20 | 5517 | Yes |  |  |  | 0 | 0.35 | 0.35
8 | 18 | 21 | 5518 | Yes |  |  |  | 0 | 0.2 | 0.2
8 | 18 | 22 | 5519 | Yes |  |  |  | 0 | 0.2 | 0.2
8 | 18 | 23 | 5520 | Yes |  |  |  | 0 | 0.2 | 0.2
8 | 19 | 0 | 5521 | Yes |  |  |  | 0 | 0.2 | 0.2
8 | 19 | 1 | 5522 | Yes |  |  |  | 0 | 0.2 | 0.2
8 | 19 | 2 | 5523 | Yes |  |  |  | 0 | 0.2 | 0.2
8 | 19 | 3 | 5524 | Yes |  |  |  | 0 | 0.2 | 0.2
8 | 19 | 4 | 5525 | Yes |  |  |  | 0 | 0.3 | 0.3
8 | 19 | 5 | 5526 | Yes |  |  |  | 0 | 0.45 | 0.45
8 | 19 | 6 | 5527 | Yes |  |  |  | 0 | 0.58 | 0.58
8 | 19 | 7 | 5528 | Yes |  |  |  | 0 | 0.7 | 0.7
8 | 19 | 8 | 5529 | Yes |  |  |  | 0 | 0.85 | 0.85
8 | 19 | 9 | 5530 | Yes |  |  |  | 0 | 1.03 | 1.03
8 | 19 | 10 | 5531 | Yes |  |  |  | 0 | 0.99 | 0.99
8 | 19 | 11 | 5532 | Yes |  |  |  | 0 | 0.92 | 0.92
8 | 19 | 12 | 5533 | Yes |  |  |  | 0 | 0.95 | 0.95
8 | 19 | 13 | 5534 | Yes |  |  |  | 0 | 1 | 1
8 | 19 | 14 | 5535 | Yes |  |  |  | 0 | 1.02 | 1.02
8 | 19 | 15 | 5536 | Yes |  |  |  | 0 | 1.03 | 1.03
8 | 19 | 16 | 5537 | Yes |  |  |  | 0 | 1.05 | 1.05
8 | 19 | 17 | 5538 | Yes |  |  |  | 0 | 0.85 | 0.85
8 | 19 | 18 | 5539 | Yes |  |  |  | 0 | 0.7 | 0.7
8 | 19 | 19 | 5540 | Yes |  |  |  | 0 | 0.55 | 0.55
8 | 19 | 20 | 5541 | Yes |  |  |  | 0 | 0.35 | 0.35
8 | 19 | 21 | 5542 | Yes |  |  |  | 0 | 0.2 | 0.2
8 | 19 | 22 | 5543 | Yes |  |  |  | 0 | 0.2 | 0.2
8 | 19 | 23 | 5544 | Yes |  |  |  | 0 | 0.2 | 0.2
8 | 20 | 0 | 5545 | Yes |  |  |  | 0 | 0.2 | 0.2
8 | 20 | 1 | 5546 | Yes |  |  |  | 0 | 0.2 | 0.2
8 | 20 | 2 | 5547 | Yes |  |  |  | 0 | 0.2 | 0.2
8 | 20 | 3 | 5548 | Yes |  |  |  | 0 | 0.2 | 0.2
8 | 20 | 4 | 5549 | Yes |  |  |  | 0 | 0.3 | 0.3
8 | 20 | 5 | 5550 | Yes |  |  |  | 0 | 0.45 | 0.45
8 | 20 | 6 | 5551 | Yes |  |  |  | 0 | 0.58 | 0.58
8 | 20 | 7 | 5552 | Yes |  |  |  | 0 | 0.7 | 0.7
8 | 20 | 8 | 5553 | Yes |  |  |  | 0 | 0.85 | 0.85
8 | 20 | 9 | 5554 | Yes |  |  |  | 0 | 1.03 | 1.03
8 | 20 | 10 | 5555 | Yes |  |  |  | 0 | 0.99 | 0.99
8 | 20 | 11 | 5556 | Yes |  |  |  | 0 | 0.92 | 0.92
8 | 20 | 12 | 5557 | Yes |  |  |  | 0 | 0.95 | 0.95
8 | 20 | 13 | 5558 | Yes |  |  |  | 0 | 1 | 1
8 | 20 | 14 | 5559 | Yes |  |  |  | 0 | 1.02 | 1.02
8 | 20 | 15 | 5560 | Yes |  |  |  | 0 | 1.03 | 1.03
8 | 20 | 16 | 5561 | Yes |  |  |  | 0 | 1.05 | 1.05
8 | 20 | 17 | 5562 | Yes |  |  |  | 0 | 0.85 | 0.85
8 | 20 | 18 | 5563 | Yes |  |  |  | 0 | 0.7 | 0.7
8 | 20 | 19 | 5564 | Yes |  |  |  | 0 | 0.55 | 0.55
8 | 20 | 20 | 5565 | Yes |  |  |  | 0 | 0.35 | 0.35
8 | 20 | 21 | 5566 | Yes |  |  |  | 0 | 0.2 | 0.2
8 | 20 | 22 | 5567 | Yes |  |  |  | 0 | 0.2 | 0.2
8 | 20 | 23 | 5568 | Yes |  |  |  | 0 | 0.2 | 0.2
8 | 21 | 0 | 5569 | Saturday |  |  |  | 0 | 0.2 | 0.2
8 | 21 | 1 | 5570 | Saturday |  |  |  | 0 | 0.2 | 0.2
8 | 21 | 2 | 5571 | Saturday |  |  |  | 0 | 0.2 | 0.2
8 | 21 | 3 | 5572 | Saturday |  |  |  | 0 | 0.2 | 0.2
8 | 21 | 4 | 5573 | Saturday |  |  |  | 0 | 0.3 | 0.3
8 | 21 | 5 | 5574 | Saturday |  |  |  | 0 | 0.45 | 0.45
8 | 21 | 6 | 5575 | Saturday |  |  |  | 0 | 0.58 | 0.58
8 | 21 | 7 | 5576 | Saturday |  |  |  | 0 | 0.7 | 0.7
8 | 21 | 8 | 5577 | Saturday |  |  |  | 0 | 0.85 | 0.85
8 | 21 | 9 | 5578 | Saturday |  |  |  | 0 | 1.03 | 1.03
8 | 21 | 10 | 5579 | Saturday |  |  |  | 0 | 0.99 | 0.99
8 | 21 | 11 | 5580 | Saturday |  |  |  | 0 | 0.92 | 0.92
8 | 21 | 12 | 5581 | Saturday |  |  |  | 0 | 0.95 | 0.95
8 | 21 | 13 | 5582 | Saturday |  |  |  | 0 | 1 | 1
8 | 21 | 14 | 5583 | Saturday |  |  |  | 0 | 1.02 | 1.02
8 | 21 | 15 | 5584 | Saturday |  |  |  | 0 | 1.03 | 1.03
8 | 21 | 16 | 5585 | Saturday |  |  |  | 0 | 1.05 | 1.05
8 | 21 | 17 | 5586 | Saturday |  |  |  | 0 | 0.85 | 0.85
8 | 21 | 18 | 5587 | Saturday |  |  |  | 0 | 0.7 | 0.7
8 | 21 | 19 | 5588 | Saturday |  |  |  | 0 | 0.55 | 0.55
8 | 21 | 20 | 5589 | Saturday |  |  |  | 0 | 0.35 | 0.35
8 | 21 | 21 | 5590 | Saturday |  |  |  | 0 | 0.2 | 0.2
8 | 21 | 22 | 5591 | Saturday |  |  |  | 0 | 0.2 | 0.2
8 | 21 | 23 | 5592 | Saturday |  |  |  | 0 | 0.2 | 0.2
8 | 22 | 0 | 5593 | Sunday |  |  |  | 0 | 0.2 | 0.2
8 | 22 | 1 | 5594 | Sunday |  |  |  | 0 | 0.2 | 0.2
8 | 22 | 2 | 5595 | Sunday |  |  |  | 0 | 0.2 | 0.2
8 | 22 | 3 | 5596 | Sunday |  |  |  | 0 | 0.2 | 0.2
8 | 22 | 4 | 5597 | Sunday |  |  |  | 0 | 0.3 | 0.3
8 | 22 | 5 | 5598 | Sunday |  |  |  | 0 | 0.45 | 0.45
8 | 22 | 6 | 5599 | Sunday |  |  |  | 0 | 0.58 | 0.58
8 | 22 | 7 | 5600 | Sunday |  |  |  | 0 | 0.7 | 0.7
8 | 22 | 8 | 5601 | Sunday |  |  |  | 0 | 0.85 | 0.85
8 | 22 | 9 | 5602 | Sunday |  |  |  | 0 | 1.03 | 1.03
8 | 22 | 10 | 5603 | Sunday |  |  |  | 0 | 0.99 | 0.99
8 | 22 | 11 | 5604 | Sunday |  |  |  | 0 | 0.92 | 0.92
8 | 22 | 12 | 5605 | Sunday |  |  |  | 0 | 0.95 | 0.95
8 | 22 | 13 | 5606 | Sunday |  |  |  | 0 | 1 | 1
8 | 22 | 14 | 5607 | Sunday |  |  |  | 0 | 1.02 | 1.02
8 | 22 | 15 | 5608 | Sunday |  |  |  | 0 | 1.03 | 1.03
8 | 22 | 16 | 5609 | Sunday |  |  |  | 0 | 1.05 | 1.05
8 | 22 | 17 | 5610 | Sunday |  |  |  | 0 | 0.85 | 0.85
8 | 22 | 18 | 5611 | Sunday |  |  |  | 0 | 0.7 | 0.7
8 | 22 | 19 | 5612 | Sunday |  |  |  | 0 | 0.55 | 0.55
8 | 22 | 20 | 5613 | Sunday |  |  |  | 0 | 0.35 | 0.35
8 | 22 | 21 | 5614 | Sunday |  |  |  | 0 | 0.2 | 0.2
8 | 22 | 22 | 5615 | Sunday |  |  |  | 0 | 0.2 | 0.2
8 | 22 | 23 | 5616 | Sunday |  |  |  | 0 | 0.2 | 0.2
8 | 23 | 0 | 5617 | Yes |  |  |  | 0 | 0.2 | 0.2
8 | 23 | 1 | 5618 | Yes |  |  |  | 0 | 0.2 | 0.2
8 | 23 | 2 | 5619 | Yes |  |  |  | 0 | 0.2 | 0.2
8 | 23 | 3 | 5620 | Yes |  |  |  | 0 | 0.2 | 0.2
8 | 23 | 4 | 5621 | Yes |  |  |  | 0 | 0.3 | 0.3
8 | 23 | 5 | 5622 | Yes |  |  |  | 0 | 0.45 | 0.45
8 | 23 | 6 | 5623 | Yes |  |  |  | 0 | 0.58 | 0.58
8 | 23 | 7 | 5624 | Yes |  |  |  | 0 | 0.7 | 0.7
8 | 23 | 8 | 5625 | Yes |  |  |  | 0 | 0.85 | 0.85
8 | 23 | 9 | 5626 | Yes |  |  |  | 0 | 1.03 | 1.03
8 | 23 | 10 | 5627 | Yes |  |  |  | 0 | 0.99 | 0.99
8 | 23 | 11 | 5628 | Yes |  |  |  | 0 | 0.92 | 0.92
8 | 23 | 12 | 5629 | Yes |  |  |  | 0 | 0.95 | 0.95
8 | 23 | 13 | 5630 | Yes |  |  |  | 0 | 1 | 1
8 | 23 | 14 | 5631 | Yes |  |  |  | 0 | 1.02 | 1.02
8 | 23 | 15 | 5632 | Yes |  |  |  | 0 | 1.03 | 1.03
8 | 23 | 16 | 5633 | Yes |  |  |  | 0 | 1.05 | 1.05
8 | 23 | 17 | 5634 | Yes |  |  |  | 0 | 0.85 | 0.85
8 | 23 | 18 | 5635 | Yes |  |  |  | 0 | 0.7 | 0.7
8 | 23 | 19 | 5636 | Yes |  |  |  | 0 | 0.55 | 0.55
8 | 23 | 20 | 5637 | Yes |  |  |  | 0 | 0.35 | 0.35
8 | 23 | 21 | 5638 | Yes |  |  |  | 0 | 0.2 | 0.2
8 | 23 | 22 | 5639 | Yes |  |  |  | 0 | 0.2 | 0.2
8 | 23 | 23 | 5640 | Yes |  |  |  | 0 | 0.2 | 0.2
8 | 24 | 0 | 5641 | Yes |  |  |  | 0 | 0.2 | 0.2
8 | 24 | 1 | 5642 | Yes |  |  |  | 0 | 0.2 | 0.2
8 | 24 | 2 | 5643 | Yes |  |  |  | 0 | 0.2 | 0.2
8 | 24 | 3 | 5644 | Yes |  |  |  | 0 | 0.2 | 0.2
8 | 24 | 4 | 5645 | Yes |  |  |  | 0 | 0.3 | 0.3
8 | 24 | 5 | 5646 | Yes |  |  |  | 0 | 0.45 | 0.45
8 | 24 | 6 | 5647 | Yes |  |  |  | 0 | 0.58 | 0.58
8 | 24 | 7 | 5648 | Yes |  |  |  | 0 | 0.7 | 0.7
8 | 24 | 8 | 5649 | Yes |  |  |  | 0 | 0.85 | 0.85
8 | 24 | 9 | 5650 | Yes |  |  |  | 0 | 1.03 | 1.03
8 | 24 | 10 | 5651 | Yes |  |  |  | 0 | 0.99 | 0.99
8 | 24 | 11 | 5652 | Yes |  |  |  | 0 | 0.92 | 0.92
8 | 24 | 12 | 5653 | Yes |  |  |  | 0 | 0.95 | 0.95
8 | 24 | 13 | 5654 | Yes |  |  |  | 0 | 1 | 1
8 | 24 | 14 | 5655 | Yes |  |  |  | 0 | 1.02 | 1.02
8 | 24 | 15 | 5656 | Yes |  |  |  | 0 | 1.03 | 1.03
8 | 24 | 16 | 5657 | Yes |  |  |  | 0 | 1.05 | 1.05
8 | 24 | 17 | 5658 | Yes |  |  |  | 0 | 0.85 | 0.85
8 | 24 | 18 | 5659 | Yes |  |  |  | 0 | 0.7 | 0.7
8 | 24 | 19 | 5660 | Yes |  |  |  | 0 | 0.55 | 0.55
8 | 24 | 20 | 5661 | Yes |  |  |  | 0 | 0.35 | 0.35
8 | 24 | 21 | 5662 | Yes |  |  |  | 0 | 0.2 | 0.2
8 | 24 | 22 | 5663 | Yes |  |  |  | 0 | 0.2 | 0.2
8 | 24 | 23 | 5664 | Yes |  |  |  | 0 | 0.2 | 0.2
8 | 25 | 0 | 5665 | Yes |  |  |  | 0 | 0.2 | 0.2
8 | 25 | 1 | 5666 | Yes |  |  |  | 0 | 0.2 | 0.2
8 | 25 | 2 | 5667 | Yes |  |  |  | 0 | 0.2 | 0.2
8 | 25 | 3 | 5668 | Yes |  |  |  | 0 | 0.2 | 0.2
8 | 25 | 4 | 5669 | Yes |  |  |  | 0 | 0.3 | 0.3
8 | 25 | 5 | 5670 | Yes |  |  |  | 0 | 0.45 | 0.45
8 | 25 | 6 | 5671 | Yes |  |  |  | 0 | 0.58 | 0.58
8 | 25 | 7 | 5672 | Yes |  |  |  | 0 | 0.7 | 0.7
8 | 25 | 8 | 5673 | Yes |  |  |  | 0 | 0.85 | 0.85
8 | 25 | 9 | 5674 | Yes |  |  |  | 0 | 1.03 | 1.03
8 | 25 | 10 | 5675 | Yes |  |  |  | 0 | 0.99 | 0.99
8 | 25 | 11 | 5676 | Yes |  |  |  | 0 | 0.92 | 0.92
8 | 25 | 12 | 5677 | Yes |  |  |  | 0 | 0.95 | 0.95
8 | 25 | 13 | 5678 | Yes |  |  |  | 0 | 1 | 1
8 | 25 | 14 | 5679 | Yes |  |  |  | 0 | 1.02 | 1.02
8 | 25 | 15 | 5680 | Yes |  |  |  | 0 | 1.03 | 1.03
8 | 25 | 16 | 5681 | Yes |  |  |  | 0 | 1.05 | 1.05
8 | 25 | 17 | 5682 | Yes |  |  |  | 0 | 0.85 | 0.85
8 | 25 | 18 | 5683 | Yes |  |  |  | 0 | 0.7 | 0.7
8 | 25 | 19 | 5684 | Yes |  |  |  | 0 | 0.55 | 0.55
8 | 25 | 20 | 5685 | Yes |  |  |  | 0 | 0.35 | 0.35
8 | 25 | 21 | 5686 | Yes |  |  |  | 0 | 0.2 | 0.2
8 | 25 | 22 | 5687 | Yes |  |  |  | 0 | 0.2 | 0.2
8 | 25 | 23 | 5688 | Yes |  |  |  | 0 | 0.2 | 0.2
8 | 26 | 0 | 5689 | Yes |  |  |  | 0 | 0.2 | 0.2
8 | 26 | 1 | 5690 | Yes |  |  |  | 0 | 0.2 | 0.2
8 | 26 | 2 | 5691 | Yes |  |  |  | 0 | 0.2 | 0.2
8 | 26 | 3 | 5692 | Yes |  |  |  | 0 | 0.2 | 0.2
8 | 26 | 4 | 5693 | Yes |  |  |  | 0 | 0.3 | 0.3
8 | 26 | 5 | 5694 | Yes |  |  |  | 0 | 0.45 | 0.45
8 | 26 | 6 | 5695 | Yes |  |  |  | 0 | 0.58 | 0.58
8 | 26 | 7 | 5696 | Yes |  |  |  | 0 | 0.7 | 0.7
8 | 26 | 8 | 5697 | Yes |  |  |  | 0 | 0.85 | 0.85
8 | 26 | 9 | 5698 | Yes |  |  |  | 0 | 1.03 | 1.03
8 | 26 | 10 | 5699 | Yes |  |  |  | 0 | 0.99 | 0.99
8 | 26 | 11 | 5700 | Yes |  |  |  | 0 | 0.92 | 0.92
8 | 26 | 12 | 5701 | Yes |  |  |  | 0 | 0.95 | 0.95
8 | 26 | 13 | 5702 | Yes |  |  |  | 0 | 1 | 1
8 | 26 | 14 | 5703 | Yes |  |  |  | 0 | 1.02 | 1.02
8 | 26 | 15 | 5704 | Yes |  |  |  | 0 | 1.03 | 1.03
8 | 26 | 16 | 5705 | Yes |  |  |  | 0 | 1.05 | 1.05
8 | 26 | 17 | 5706 | Yes |  |  |  | 0 | 0.85 | 0.85
8 | 26 | 18 | 5707 | Yes |  |  |  | 0 | 0.7 | 0.7
8 | 26 | 19 | 5708 | Yes |  |  |  | 0 | 0.55 | 0.55
8 | 26 | 20 | 5709 | Yes |  |  |  | 0 | 0.35 | 0.35
8 | 26 | 21 | 5710 | Yes |  |  |  | 0 | 0.2 | 0.2
8 | 26 | 22 | 5711 | Yes |  |  |  | 0 | 0.2 | 0.2
8 | 26 | 23 | 5712 | Yes |  |  |  | 0 | 0.2 | 0.2
8 | 27 | 0 | 5713 | Yes |  |  |  | 0 | 0.2 | 0.2
8 | 27 | 1 | 5714 | Yes |  |  |  | 0 | 0.2 | 0.2
8 | 27 | 2 | 5715 | Yes |  |  |  | 0 | 0.2 | 0.2
8 | 27 | 3 | 5716 | Yes |  |  |  | 0 | 0.2 | 0.2
8 | 27 | 4 | 5717 | Yes |  |  |  | 0 | 0.3 | 0.3
8 | 27 | 5 | 5718 | Yes |  |  |  | 0 | 0.45 | 0.45
8 | 27 | 6 | 5719 | Yes |  |  |  | 0 | 0.58 | 0.58
8 | 27 | 7 | 5720 | Yes |  |  |  | 0 | 0.7 | 0.7
8 | 27 | 8 | 5721 | Yes |  |  |  | 0 | 0.85 | 0.85
8 | 27 | 9 | 5722 | Yes |  |  |  | 0 | 1.03 | 1.03
8 | 27 | 10 | 5723 | Yes |  |  |  | 0 | 0.99 | 0.99
8 | 27 | 11 | 5724 | Yes |  |  |  | 0 | 0.92 | 0.92
8 | 27 | 12 | 5725 | Yes |  |  |  | 0 | 0.95 | 0.95
8 | 27 | 13 | 5726 | Yes |  |  |  | 0 | 1 | 1
8 | 27 | 14 | 5727 | Yes |  |  |  | 0 | 1.02 | 1.02
8 | 27 | 15 | 5728 | Yes |  |  |  | 0 | 1.03 | 1.03
8 | 27 | 16 | 5729 | Yes |  |  |  | 0 | 1.05 | 1.05
8 | 27 | 17 | 5730 | Yes |  |  |  | 0 | 0.85 | 0.85
8 | 27 | 18 | 5731 | Yes |  |  |  | 0 | 0.7 | 0.7
8 | 27 | 19 | 5732 | Yes |  |  |  | 0 | 0.55 | 0.55
8 | 27 | 20 | 5733 | Yes |  |  |  | 0 | 0.35 | 0.35
8 | 27 | 21 | 5734 | Yes |  |  |  | 0 | 0.2 | 0.2
8 | 27 | 22 | 5735 | Yes |  |  |  | 0 | 0.2 | 0.2
8 | 27 | 23 | 5736 | Yes |  |  |  | 0 | 0.2 | 0.2
8 | 28 | 0 | 5737 | Saturday |  |  |  | 0 | 0.2 | 0.2
8 | 28 | 1 | 5738 | Saturday |  |  |  | 0 | 0.2 | 0.2
8 | 28 | 2 | 5739 | Saturday |  |  |  | 0 | 0.2 | 0.2
8 | 28 | 3 | 5740 | Saturday |  |  |  | 0 | 0.2 | 0.2
8 | 28 | 4 | 5741 | Saturday |  |  |  | 0 | 0.3 | 0.3
8 | 28 | 5 | 5742 | Saturday |  |  |  | 0 | 0.45 | 0.45
8 | 28 | 6 | 5743 | Saturday |  |  |  | 0 | 0.58 | 0.58
8 | 28 | 7 | 5744 | Saturday |  |  |  | 0 | 0.7 | 0.7
8 | 28 | 8 | 5745 | Saturday |  |  |  | 0 | 0.85 | 0.85
8 | 28 | 9 | 5746 | Saturday |  |  |  | 0 | 1.03 | 1.03
8 | 28 | 10 | 5747 | Saturday |  |  |  | 0 | 0.99 | 0.99
8 | 28 | 11 | 5748 | Saturday |  |  |  | 0 | 0.92 | 0.92
8 | 28 | 12 | 5749 | Saturday |  |  |  | 0 | 0.95 | 0.95
8 | 28 | 13 | 5750 | Saturday |  |  |  | 0 | 1 | 1
8 | 28 | 14 | 5751 | Saturday |  |  |  | 0 | 1.02 | 1.02
8 | 28 | 15 | 5752 | Saturday |  |  |  | 0 | 1.03 | 1.03
8 | 28 | 16 | 5753 | Saturday |  |  |  | 0 | 1.05 | 1.05
8 | 28 | 17 | 5754 | Saturday |  |  |  | 0 | 0.85 | 0.85
8 | 28 | 18 | 5755 | Saturday |  |  |  | 0 | 0.7 | 0.7
8 | 28 | 19 | 5756 | Saturday |  |  |  | 0 | 0.55 | 0.55
8 | 28 | 20 | 5757 | Saturday |  |  |  | 0 | 0.35 | 0.35
8 | 28 | 21 | 5758 | Saturday |  |  |  | 0 | 0.2 | 0.2
8 | 28 | 22 | 5759 | Saturday |  |  |  | 0 | 0.2 | 0.2
8 | 28 | 23 | 5760 | Saturday |  |  |  | 0 | 0.2 | 0.2
8 | 29 | 0 | 5761 | Sunday |  |  |  | 0 | 0.2 | 0.2
8 | 29 | 1 | 5762 | Sunday |  |  |  | 0 | 0.2 | 0.2
8 | 29 | 2 | 5763 | Sunday |  |  |  | 0 | 0.2 | 0.2
8 | 29 | 3 | 5764 | Sunday |  |  |  | 0 | 0.2 | 0.2
8 | 29 | 4 | 5765 | Sunday |  |  |  | 0 | 0.3 | 0.3
8 | 29 | 5 | 5766 | Sunday |  |  |  | 0 | 0.45 | 0.45
8 | 29 | 6 | 5767 | Sunday |  |  |  | 0 | 0.58 | 0.58
8 | 29 | 7 | 5768 | Sunday |  |  |  | 0 | 0.7 | 0.7
8 | 29 | 8 | 5769 | Sunday |  |  |  | 0 | 0.85 | 0.85
8 | 29 | 9 | 5770 | Sunday |  |  |  | 0 | 1.03 | 1.03
8 | 29 | 10 | 5771 | Sunday |  |  |  | 0 | 0.99 | 0.99
8 | 29 | 11 | 5772 | Sunday |  |  |  | 0 | 0.92 | 0.92
8 | 29 | 12 | 5773 | Sunday |  |  |  | 0 | 0.95 | 0.95
8 | 29 | 13 | 5774 | Sunday |  |  |  | 0 | 1 | 1
8 | 29 | 14 | 5775 | Sunday |  |  |  | 0 | 1.02 | 1.02
8 | 29 | 15 | 5776 | Sunday |  |  |  | 0 | 1.03 | 1.03
8 | 29 | 16 | 5777 | Sunday |  |  |  | 0 | 1.05 | 1.05
8 | 29 | 17 | 5778 | Sunday |  |  |  | 0 | 0.85 | 0.85
8 | 29 | 18 | 5779 | Sunday |  |  |  | 0 | 0.7 | 0.7
8 | 29 | 19 | 5780 | Sunday |  |  |  | 0 | 0.55 | 0.55
8 | 29 | 20 | 5781 | Sunday |  |  |  | 0 | 0.35 | 0.35
8 | 29 | 21 | 5782 | Sunday |  |  |  | 0 | 0.2 | 0.2
8 | 29 | 22 | 5783 | Sunday |  |  |  | 0 | 0.2 | 0.2
8 | 29 | 23 | 5784 | Sunday |  |  |  | 0 | 0.2 | 0.2
8 | 30 | 0 | 5785 | Yes |  |  |  | 0 | 0.2 | 0.2
8 | 30 | 1 | 5786 | Yes |  |  |  | 0 | 0.2 | 0.2
8 | 30 | 2 | 5787 | Yes |  |  |  | 0 | 0.2 | 0.2
8 | 30 | 3 | 5788 | Yes |  |  |  | 0 | 0.2 | 0.2
8 | 30 | 4 | 5789 | Yes |  |  |  | 0 | 0.3 | 0.3
8 | 30 | 5 | 5790 | Yes |  |  |  | 0 | 0.45 | 0.45
8 | 30 | 6 | 5791 | Yes |  |  |  | 0 | 0.58 | 0.58
8 | 30 | 7 | 5792 | Yes |  |  |  | 0 | 0.7 | 0.7
8 | 30 | 8 | 5793 | Yes |  |  |  | 0 | 0.85 | 0.85
8 | 30 | 9 | 5794 | Yes |  |  |  | 0 | 1.03 | 1.03
8 | 30 | 10 | 5795 | Yes |  |  |  | 0 | 0.99 | 0.99
8 | 30 | 11 | 5796 | Yes |  |  |  | 0 | 0.92 | 0.92
8 | 30 | 12 | 5797 | Yes |  |  |  | 0 | 0.95 | 0.95
8 | 30 | 13 | 5798 | Yes |  |  |  | 0 | 1 | 1
8 | 30 | 14 | 5799 | Yes |  |  |  | 0 | 1.02 | 1.02
8 | 30 | 15 | 5800 | Yes |  |  |  | 0 | 1.03 | 1.03
8 | 30 | 16 | 5801 | Yes |  |  |  | 0 | 1.05 | 1.05
8 | 30 | 17 | 5802 | Yes |  |  |  | 0 | 0.85 | 0.85
8 | 30 | 18 | 5803 | Yes |  |  |  | 0 | 0.7 | 0.7
8 | 30 | 19 | 5804 | Yes |  |  |  | 0 | 0.55 | 0.55
8 | 30 | 20 | 5805 | Yes |  |  |  | 0 | 0.35 | 0.35
8 | 30 | 21 | 5806 | Yes |  |  |  | 0 | 0.2 | 0.2
8 | 30 | 22 | 5807 | Yes |  |  |  | 0 | 0.2 | 0.2
8 | 30 | 23 | 5808 | Yes |  |  |  | 0 | 0.2 | 0.2
8 | 31 | 0 | 5809 | Yes |  |  |  | 0 | 0.2 | 0.2
8 | 31 | 1 | 5810 | Yes |  |  |  | 0 | 0.2 | 0.2
8 | 31 | 2 | 5811 | Yes |  |  |  | 0 | 0.2 | 0.2
8 | 31 | 3 | 5812 | Yes |  |  |  | 0 | 0.2 | 0.2
8 | 31 | 4 | 5813 | Yes |  |  |  | 0 | 0.3 | 0.3
8 | 31 | 5 | 5814 | Yes |  |  |  | 0 | 0.45 | 0.45
8 | 31 | 6 | 5815 | Yes |  |  |  | 0 | 0.58 | 0.58
8 | 31 | 7 | 5816 | Yes |  |  |  | 0 | 0.7 | 0.7
8 | 31 | 8 | 5817 | Yes |  |  |  | 0 | 0.85 | 0.85
8 | 31 | 9 | 5818 | Yes |  |  |  | 0 | 1.03 | 1.03
8 | 31 | 10 | 5819 | Yes |  |  |  | 0 | 0.99 | 0.99
8 | 31 | 11 | 5820 | Yes |  |  |  | 0 | 0.92 | 0.92
8 | 31 | 12 | 5821 | Yes |  |  |  | 0 | 0.95 | 0.95
8 | 31 | 13 | 5822 | Yes |  |  |  | 0 | 1 | 1
8 | 31 | 14 | 5823 | Yes |  |  |  | 0 | 1.02 | 1.02
8 | 31 | 15 | 5824 | Yes |  |  |  | 0 | 1.03 | 1.03
8 | 31 | 16 | 5825 | Yes |  |  |  | 0 | 1.05 | 1.05
8 | 31 | 17 | 5826 | Yes |  |  |  | 0 | 0.85 | 0.85
8 | 31 | 18 | 5827 | Yes |  |  |  | 0 | 0.7 | 0.7
8 | 31 | 19 | 5828 | Yes |  |  |  | 0 | 0.55 | 0.55
8 | 31 | 20 | 5829 | Yes |  |  |  | 0 | 0.35 | 0.35
8 | 31 | 21 | 5830 | Yes |  |  |  | 0 | 0.2 | 0.2
8 | 31 | 22 | 5831 | Yes |  |  |  | 0 | 0.2 | 0.2
8 | 31 | 23 | 5832 | Yes |  |  |  | 0 | 0.2 | 0.2
9 | 1 | 0 | 5833 | Sunday |  |  |  | 0 | 0.2 | 0.2
9 | 1 | 1 | 5834 | Sunday |  |  |  | 0 | 0.2 | 0.2
9 | 1 | 2 | 5835 | Sunday |  |  |  | 0 | 0.2 | 0.2
9 | 1 | 3 | 5836 | Sunday |  |  |  | 0 | 0.2 | 0.2
9 | 1 | 4 | 5837 | Sunday |  |  |  | 0 | 0.3 | 0.3
9 | 1 | 5 | 5838 | Sunday |  |  |  | 0 | 0.45 | 0.45
9 | 1 | 6 | 5839 | Sunday |  |  |  | 0 | 0.58 | 0.58
9 | 1 | 7 | 5840 | Sunday |  |  |  | 0 | 0.7 | 0.7
9 | 1 | 8 | 5841 | Sunday |  |  |  | 0 | 0.85 | 0.85
9 | 1 | 9 | 5842 | Sunday |  |  |  | 0 | 1.03 | 1.03
9 | 1 | 10 | 5843 | Sunday |  |  |  | 0 | 0.99 | 0.99
9 | 1 | 11 | 5844 | Sunday |  |  |  | 0 | 0.92 | 0.92
9 | 1 | 12 | 5845 | Sunday |  |  |  | 0 | 0.95 | 0.95
9 | 1 | 13 | 5846 | Sunday |  |  |  | 0 | 1 | 1
9 | 1 | 14 | 5847 | Sunday |  |  |  | 0 | 1.02 | 1.02
9 | 1 | 15 | 5848 | Sunday |  |  |  | 0 | 1.03 | 1.03
9 | 1 | 16 | 5849 | Sunday |  |  |  | 0 | 1.05 | 1.05
9 | 1 | 17 | 5850 | Sunday |  |  |  | 0 | 0.85 | 0.85
9 | 1 | 18 | 5851 | Sunday |  |  |  | 0 | 0.7 | 0.7
9 | 1 | 19 | 5852 | Sunday |  |  |  | 0 | 0.55 | 0.55
9 | 1 | 20 | 5853 | Sunday |  |  |  | 0 | 0.35 | 0.35
9 | 1 | 21 | 5854 | Sunday |  |  |  | 0 | 0.2 | 0.2
9 | 1 | 22 | 5855 | Sunday |  |  |  | 0 | 0.2 | 0.2
9 | 1 | 23 | 5856 | Sunday |  |  |  | 0 | 0.2 | 0.2
9 | 2 | 0 | 5857 | Yes |  |  |  | 0 | 0.2 | 0.2
9 | 2 | 1 | 5858 | Yes |  |  |  | 0 | 0.2 | 0.2
9 | 2 | 2 | 5859 | Yes |  |  |  | 0 | 0.2 | 0.2
9 | 2 | 3 | 5860 | Yes |  |  |  | 0 | 0.2 | 0.2
9 | 2 | 4 | 5861 | Yes |  |  |  | 0 | 0.3 | 0.3
9 | 2 | 5 | 5862 | Yes |  |  |  | 0 | 0.45 | 0.45
9 | 2 | 6 | 5863 | Yes |  |  |  | 0 | 0.58 | 0.58
9 | 2 | 7 | 5864 | Yes |  |  |  | 0 | 0.7 | 0.7
9 | 2 | 8 | 5865 | Yes |  |  |  | 0 | 0.85 | 0.85
9 | 2 | 9 | 5866 | Yes |  |  |  | 0 | 1.03 | 1.03
9 | 2 | 10 | 5867 | Yes |  |  |  | 0 | 0.99 | 0.99
9 | 2 | 11 | 5868 | Yes |  |  |  | 0 | 0.92 | 0.92
9 | 2 | 12 | 5869 | Yes |  |  |  | 0 | 0.95 | 0.95
9 | 2 | 13 | 5870 | Yes |  |  |  | 0 | 1 | 1
9 | 2 | 14 | 5871 | Yes |  |  |  | 0 | 1.02 | 1.02
9 | 2 | 15 | 5872 | Yes |  |  |  | 0 | 1.03 | 1.03
9 | 2 | 16 | 5873 | Yes |  |  |  | 0 | 1.05 | 1.05
9 | 2 | 17 | 5874 | Yes |  |  |  | 0 | 0.85 | 0.85
9 | 2 | 18 | 5875 | Yes |  |  |  | 0 | 0.7 | 0.7
9 | 2 | 19 | 5876 | Yes |  |  |  | 0 | 0.55 | 0.55
9 | 2 | 20 | 5877 | Yes |  |  |  | 0 | 0.35 | 0.35
9 | 2 | 21 | 5878 | Yes |  |  |  | 0 | 0.2 | 0.2
9 | 2 | 22 | 5879 | Yes |  |  |  | 0 | 0.2 | 0.2
9 | 2 | 23 | 5880 | Yes |  |  |  | 0 | 0.2 | 0.2
9 | 3 | 0 | 5881 | Yes |  |  |  | 0 | 0.2 | 0.2
9 | 3 | 1 | 5882 | Yes |  |  |  | 0 | 0.2 | 0.2
9 | 3 | 2 | 5883 | Yes |  |  |  | 0 | 0.2 | 0.2
9 | 3 | 3 | 5884 | Yes |  |  |  | 0 | 0.2 | 0.2
9 | 3 | 4 | 5885 | Yes |  |  |  | 0 | 0.3 | 0.3
9 | 3 | 5 | 5886 | Yes |  |  |  | 0 | 0.45 | 0.45
9 | 3 | 6 | 5887 | Yes |  |  |  | 0 | 0.58 | 0.58
9 | 3 | 7 | 5888 | Yes |  |  |  | 0 | 0.7 | 0.7
9 | 3 | 8 | 5889 | Yes |  |  |  | 0 | 0.85 | 0.85
9 | 3 | 9 | 5890 | Yes |  |  |  | 0 | 1.03 | 1.03
9 | 3 | 10 | 5891 | Yes |  |  |  | 0 | 0.99 | 0.99
9 | 3 | 11 | 5892 | Yes |  |  |  | 0 | 0.92 | 0.92
9 | 3 | 12 | 5893 | Yes |  |  |  | 0 | 0.95 | 0.95
9 | 3 | 13 | 5894 | Yes |  |  |  | 0 | 1 | 1
9 | 3 | 14 | 5895 | Yes |  |  |  | 0 | 1.02 | 1.02
9 | 3 | 15 | 5896 | Yes |  |  |  | 0 | 1.03 | 1.03
9 | 3 | 16 | 5897 | Yes |  |  |  | 0 | 1.05 | 1.05
9 | 3 | 17 | 5898 | Yes |  |  |  | 0 | 0.85 | 0.85
9 | 3 | 18 | 5899 | Yes |  |  |  | 0 | 0.7 | 0.7
9 | 3 | 19 | 5900 | Yes |  |  |  | 0 | 0.55 | 0.55
9 | 3 | 20 | 5901 | Yes |  |  |  | 0 | 0.35 | 0.35
9 | 3 | 21 | 5902 | Yes |  |  |  | 0 | 0.2 | 0.2
9 | 3 | 22 | 5903 | Yes |  |  |  | 0 | 0.2 | 0.2
9 | 3 | 23 | 5904 | Yes |  |  |  | 0 | 0.2 | 0.2
9 | 4 | 0 | 5905 | Yes |  |  |  | 0 | 0.2 | 0.2
9 | 4 | 1 | 5906 | Yes |  |  |  | 0 | 0.2 | 0.2
9 | 4 | 2 | 5907 | Yes |  |  |  | 0 | 0.2 | 0.2
9 | 4 | 3 | 5908 | Yes |  |  |  | 0 | 0.2 | 0.2
9 | 4 | 4 | 5909 | Yes |  |  |  | 0 | 0.3 | 0.3
9 | 4 | 5 | 5910 | Yes |  |  |  | 0 | 0.45 | 0.45
9 | 4 | 6 | 5911 | Yes |  |  |  | 0 | 0.58 | 0.58
9 | 4 | 7 | 5912 | Yes |  |  |  | 0 | 0.7 | 0.7
9 | 4 | 8 | 5913 | Yes |  |  |  | 0 | 0.85 | 0.85
9 | 4 | 9 | 5914 | Yes |  |  |  | 0 | 1.03 | 1.03
9 | 4 | 10 | 5915 | Yes |  |  |  | 0 | 0.99 | 0.99
9 | 4 | 11 | 5916 | Yes |  |  |  | 0 | 0.92 | 0.92
9 | 4 | 12 | 5917 | Yes |  |  |  | 0 | 0.95 | 0.95
9 | 4 | 13 | 5918 | Yes |  |  |  | 0 | 1 | 1
9 | 4 | 14 | 5919 | Yes |  |  |  | 0 | 1.02 | 1.02
9 | 4 | 15 | 5920 | Yes |  |  |  | 0 | 1.03 | 1.03
9 | 4 | 16 | 5921 | Yes |  |  |  | 0 | 1.05 | 1.05
9 | 4 | 17 | 5922 | Yes |  |  |  | 0 | 0.85 | 0.85
9 | 4 | 18 | 5923 | Yes |  |  |  | 0 | 0.7 | 0.7
9 | 4 | 19 | 5924 | Yes |  |  |  | 0 | 0.55 | 0.55
9 | 4 | 20 | 5925 | Yes |  |  |  | 0 | 0.35 | 0.35
9 | 4 | 21 | 5926 | Yes |  |  |  | 0 | 0.2 | 0.2
9 | 4 | 22 | 5927 | Yes |  |  |  | 0 | 0.2 | 0.2
9 | 4 | 23 | 5928 | Yes |  |  |  | 0 | 0.2 | 0.2
9 | 5 | 0 | 5929 | Yes |  |  |  | 0 | 0.2 | 0.2
9 | 5 | 1 | 5930 | Yes |  |  |  | 0 | 0.2 | 0.2
9 | 5 | 2 | 5931 | Yes |  |  |  | 0 | 0.2 | 0.2
9 | 5 | 3 | 5932 | Yes |  |  |  | 0 | 0.2 | 0.2
9 | 5 | 4 | 5933 | Yes |  |  |  | 0 | 0.3 | 0.3
9 | 5 | 5 | 5934 | Yes |  |  |  | 0 | 0.45 | 0.45
9 | 5 | 6 | 5935 | Yes |  |  |  | 0 | 0.58 | 0.58
9 | 5 | 7 | 5936 | Yes |  |  |  | 0 | 0.7 | 0.7
9 | 5 | 8 | 5937 | Yes |  |  |  | 0 | 0.85 | 0.85
9 | 5 | 9 | 5938 | Yes |  |  |  | 0 | 1.03 | 1.03
9 | 5 | 10 | 5939 | Yes |  |  |  | 0 | 0.99 | 0.99
9 | 5 | 11 | 5940 | Yes |  |  |  | 0 | 0.92 | 0.92
9 | 5 | 12 | 5941 | Yes |  |  |  | 0 | 0.95 | 0.95
9 | 5 | 13 | 5942 | Yes |  |  |  | 0 | 1 | 1
9 | 5 | 14 | 5943 | Yes |  |  |  | 0 | 1.02 | 1.02
9 | 5 | 15 | 5944 | Yes |  |  |  | 0 | 1.03 | 1.03
9 | 5 | 16 | 5945 | Yes |  |  |  | 0 | 1.05 | 1.05
9 | 5 | 17 | 5946 | Yes |  |  |  | 0 | 0.85 | 0.85
9 | 5 | 18 | 5947 | Yes |  |  |  | 0 | 0.7 | 0.7
9 | 5 | 19 | 5948 | Yes |  |  |  | 0 | 0.55 | 0.55
9 | 5 | 20 | 5949 | Yes |  |  |  | 0 | 0.35 | 0.35
9 | 5 | 21 | 5950 | Yes |  |  |  | 0 | 0.2 | 0.2
9 | 5 | 22 | 5951 | Yes |  |  |  | 0 | 0.2 | 0.2
9 | 5 | 23 | 5952 | Yes |  |  |  | 0 | 0.2 | 0.2
9 | 6 | 0 | 5953 | Yes |  |  |  | 0 | 0.2 | 0.2
9 | 6 | 1 | 5954 | Yes |  |  |  | 0 | 0.2 | 0.2
9 | 6 | 2 | 5955 | Yes |  |  |  | 0 | 0.2 | 0.2
9 | 6 | 3 | 5956 | Yes |  |  |  | 0 | 0.2 | 0.2
9 | 6 | 4 | 5957 | Yes |  |  |  | 0 | 0.3 | 0.3
9 | 6 | 5 | 5958 | Yes |  |  |  | 0 | 0.45 | 0.45
9 | 6 | 6 | 5959 | Yes |  |  |  | 0 | 0.58 | 0.58
9 | 6 | 7 | 5960 | Yes |  |  |  | 0 | 0.7 | 0.7
9 | 6 | 8 | 5961 | Yes |  |  |  | 0 | 0.85 | 0.85
9 | 6 | 9 | 5962 | Yes |  |  |  | 0 | 1.03 | 1.03
9 | 6 | 10 | 5963 | Yes |  |  |  | 0 | 0.99 | 0.99
9 | 6 | 11 | 5964 | Yes |  |  |  | 0 | 0.92 | 0.92
9 | 6 | 12 | 5965 | Yes |  |  |  | 0 | 0.95 | 0.95
9 | 6 | 13 | 5966 | Yes |  |  |  | 0 | 1 | 1
9 | 6 | 14 | 5967 | Yes |  |  |  | 0 | 1.02 | 1.02
9 | 6 | 15 | 5968 | Yes |  |  |  | 0 | 1.03 | 1.03
9 | 6 | 16 | 5969 | Yes |  |  |  | 0 | 1.05 | 1.05
9 | 6 | 17 | 5970 | Yes |  |  |  | 0 | 0.85 | 0.85
9 | 6 | 18 | 5971 | Yes |  |  |  | 0 | 0.7 | 0.7
9 | 6 | 19 | 5972 | Yes |  |  |  | 0 | 0.55 | 0.55
9 | 6 | 20 | 5973 | Yes |  |  |  | 0 | 0.35 | 0.35
9 | 6 | 21 | 5974 | Yes |  |  |  | 0 | 0.2 | 0.2
9 | 6 | 22 | 5975 | Yes |  |  |  | 0 | 0.2 | 0.2
9 | 6 | 23 | 5976 | Yes |  |  |  | 0 | 0.2 | 0.2
9 | 7 | 0 | 5977 | Saturday |  |  |  | 0 | 0.2 | 0.2
9 | 7 | 1 | 5978 | Saturday |  |  |  | 0 | 0.2 | 0.2
9 | 7 | 2 | 5979 | Saturday |  |  |  | 0 | 0.2 | 0.2
9 | 7 | 3 | 5980 | Saturday |  |  |  | 0 | 0.2 | 0.2
9 | 7 | 4 | 5981 | Saturday |  |  |  | 0 | 0.3 | 0.3
9 | 7 | 5 | 5982 | Saturday |  |  |  | 0 | 0.45 | 0.45
9 | 7 | 6 | 5983 | Saturday |  |  |  | 0 | 0.58 | 0.58
9 | 7 | 7 | 5984 | Saturday |  |  |  | 0 | 0.7 | 0.7
9 | 7 | 8 | 5985 | Saturday |  |  |  | 0 | 0.85 | 0.85
9 | 7 | 9 | 5986 | Saturday |  |  |  | 0 | 1.03 | 1.03
9 | 7 | 10 | 5987 | Saturday |  |  |  | 0 | 0.99 | 0.99
9 | 7 | 11 | 5988 | Saturday |  |  |  | 0 | 0.92 | 0.92
9 | 7 | 12 | 5989 | Saturday |  |  |  | 0 | 0.95 | 0.95
9 | 7 | 13 | 5990 | Saturday |  |  |  | 0 | 1 | 1
9 | 7 | 14 | 5991 | Saturday |  |  |  | 0 | 1.02 | 1.02
9 | 7 | 15 | 5992 | Saturday |  |  |  | 0 | 1.03 | 1.03
9 | 7 | 16 | 5993 | Saturday |  |  |  | 0 | 1.05 | 1.05
9 | 7 | 17 | 5994 | Saturday |  |  |  | 0 | 0.85 | 0.85
9 | 7 | 18 | 5995 | Saturday |  |  |  | 0 | 0.7 | 0.7
9 | 7 | 19 | 5996 | Saturday |  |  |  | 0 | 0.55 | 0.55
9 | 7 | 20 | 5997 | Saturday |  |  |  | 0 | 0.35 | 0.35
9 | 7 | 21 | 5998 | Saturday |  |  |  | 0 | 0.2 | 0.2
9 | 7 | 22 | 5999 | Saturday |  |  |  | 0 | 0.2 | 0.2
9 | 7 | 23 | 6000 | Saturday |  |  |  | 0 | 0.2 | 0.2
9 | 8 | 0 | 6001 | Sunday |  |  |  | 0 | 0.2 | 0.2
9 | 8 | 1 | 6002 | Sunday |  |  |  | 0 | 0.2 | 0.2
9 | 8 | 2 | 6003 | Sunday |  |  |  | 0 | 0.2 | 0.2
9 | 8 | 3 | 6004 | Sunday |  |  |  | 0 | 0.2 | 0.2
9 | 8 | 4 | 6005 | Sunday |  |  |  | 0 | 0.3 | 0.3
9 | 8 | 5 | 6006 | Sunday |  |  |  | 0 | 0.45 | 0.45
9 | 8 | 6 | 6007 | Sunday |  |  |  | 0 | 0.58 | 0.58
9 | 8 | 7 | 6008 | Sunday |  |  |  | 0 | 0.7 | 0.7
9 | 8 | 8 | 6009 | Sunday |  |  |  | 0 | 0.85 | 0.85
9 | 8 | 9 | 6010 | Sunday |  |  |  | 0 | 1.03 | 1.03
9 | 8 | 10 | 6011 | Sunday |  |  |  | 0 | 0.99 | 0.99
9 | 8 | 11 | 6012 | Sunday |  |  |  | 0 | 0.92 | 0.92
9 | 8 | 12 | 6013 | Sunday |  |  |  | 0 | 0.95 | 0.95
9 | 8 | 13 | 6014 | Sunday |  |  |  | 0 | 1 | 1
9 | 8 | 14 | 6015 | Sunday |  |  |  | 0 | 1.02 | 1.02
9 | 8 | 15 | 6016 | Sunday |  |  |  | 0 | 1.03 | 1.03
9 | 8 | 16 | 6017 | Sunday |  |  |  | 0 | 1.05 | 1.05
9 | 8 | 17 | 6018 | Sunday |  |  |  | 0 | 0.85 | 0.85
9 | 8 | 18 | 6019 | Sunday |  |  |  | 0 | 0.7 | 0.7
9 | 8 | 19 | 6020 | Sunday |  |  |  | 0 | 0.55 | 0.55
9 | 8 | 20 | 6021 | Sunday |  |  |  | 0 | 0.35 | 0.35
9 | 8 | 21 | 6022 | Sunday |  |  |  | 0 | 0.2 | 0.2
9 | 8 | 22 | 6023 | Sunday |  |  |  | 0 | 0.2 | 0.2
9 | 8 | 23 | 6024 | Sunday |  |  |  | 0 | 0.2 | 0.2
9 | 9 | 0 | 6025 | Yes |  |  |  | 0 | 0.2 | 0.2
9 | 9 | 1 | 6026 | Yes |  |  |  | 0 | 0.2 | 0.2
9 | 9 | 2 | 6027 | Yes |  |  |  | 0 | 0.2 | 0.2
9 | 9 | 3 | 6028 | Yes |  |  |  | 0 | 0.2 | 0.2
9 | 9 | 4 | 6029 | Yes |  |  |  | 0 | 0.3 | 0.3
9 | 9 | 5 | 6030 | Yes |  |  |  | 0 | 0.45 | 0.45
9 | 9 | 6 | 6031 | Yes |  |  |  | 0 | 0.58 | 0.58
9 | 9 | 7 | 6032 | Yes |  |  |  | 0 | 0.7 | 0.7
9 | 9 | 8 | 6033 | Yes |  |  |  | 0 | 0.85 | 0.85
9 | 9 | 9 | 6034 | Yes |  |  |  | 0 | 1.03 | 1.03
9 | 9 | 10 | 6035 | Yes |  |  |  | 0 | 0.99 | 0.99
9 | 9 | 11 | 6036 | Yes |  |  |  | 0 | 0.92 | 0.92
9 | 9 | 12 | 6037 | Yes |  |  |  | 0 | 0.95 | 0.95
9 | 9 | 13 | 6038 | Yes |  |  |  | 0 | 1 | 1
9 | 9 | 14 | 6039 | Yes |  |  |  | 0 | 1.02 | 1.02
9 | 9 | 15 | 6040 | Yes |  |  |  | 0 | 1.03 | 1.03
9 | 9 | 16 | 6041 | Yes |  |  |  | 0 | 1.05 | 1.05
9 | 9 | 17 | 6042 | Yes |  |  |  | 0 | 0.85 | 0.85
9 | 9 | 18 | 6043 | Yes |  |  |  | 0 | 0.7 | 0.7
9 | 9 | 19 | 6044 | Yes |  |  |  | 0 | 0.55 | 0.55
9 | 9 | 20 | 6045 | Yes |  |  |  | 0 | 0.35 | 0.35
9 | 9 | 21 | 6046 | Yes |  |  |  | 0 | 0.2 | 0.2
9 | 9 | 22 | 6047 | Yes |  |  |  | 0 | 0.2 | 0.2
9 | 9 | 23 | 6048 | Yes |  |  |  | 0 | 0.2 | 0.2
9 | 10 | 0 | 6049 | Yes |  |  |  | 0 | 0.2 | 0.2
9 | 10 | 1 | 6050 | Yes |  |  |  | 0 | 0.2 | 0.2
9 | 10 | 2 | 6051 | Yes |  |  |  | 0 | 0.2 | 0.2
9 | 10 | 3 | 6052 | Yes |  |  |  | 0 | 0.2 | 0.2
9 | 10 | 4 | 6053 | Yes |  |  |  | 0 | 0.3 | 0.3
9 | 10 | 5 | 6054 | Yes |  |  |  | 0 | 0.45 | 0.45
9 | 10 | 6 | 6055 | Yes |  |  |  | 0 | 0.58 | 0.58
9 | 10 | 7 | 6056 | Yes |  |  |  | 0 | 0.7 | 0.7
9 | 10 | 8 | 6057 | Yes |  |  |  | 0 | 0.85 | 0.85
9 | 10 | 9 | 6058 | Yes |  |  |  | 0 | 1.03 | 1.03
9 | 10 | 10 | 6059 | Yes |  |  |  | 0 | 0.99 | 0.99
9 | 10 | 11 | 6060 | Yes |  |  |  | 0 | 0.92 | 0.92
9 | 10 | 12 | 6061 | Yes |  |  |  | 0 | 0.95 | 0.95
9 | 10 | 13 | 6062 | Yes |  |  |  | 0 | 1 | 1
9 | 10 | 14 | 6063 | Yes |  |  |  | 0 | 1.02 | 1.02
9 | 10 | 15 | 6064 | Yes |  |  |  | 0 | 1.03 | 1.03
9 | 10 | 16 | 6065 | Yes |  |  |  | 0 | 1.05 | 1.05
9 | 10 | 17 | 6066 | Yes |  |  |  | 0 | 0.85 | 0.85
9 | 10 | 18 | 6067 | Yes |  |  |  | 0 | 0.7 | 0.7
9 | 10 | 19 | 6068 | Yes |  |  |  | 0 | 0.55 | 0.55
9 | 10 | 20 | 6069 | Yes |  |  |  | 0 | 0.35 | 0.35
9 | 10 | 21 | 6070 | Yes |  |  |  | 0 | 0.2 | 0.2
9 | 10 | 22 | 6071 | Yes |  |  |  | 0 | 0.2 | 0.2
9 | 10 | 23 | 6072 | Yes |  |  |  | 0 | 0.2 | 0.2
9 | 11 | 0 | 6073 | Yes |  |  |  | 0 | 0.2 | 0.2
9 | 11 | 1 | 6074 | Yes |  |  |  | 0 | 0.2 | 0.2
9 | 11 | 2 | 6075 | Yes |  |  |  | 0 | 0.2 | 0.2
9 | 11 | 3 | 6076 | Yes |  |  |  | 0 | 0.2 | 0.2
9 | 11 | 4 | 6077 | Yes |  |  |  | 0 | 0.3 | 0.3
9 | 11 | 5 | 6078 | Yes |  |  |  | 0 | 0.45 | 0.45
9 | 11 | 6 | 6079 | Yes |  |  |  | 0 | 0.58 | 0.58
9 | 11 | 7 | 6080 | Yes |  |  |  | 0 | 0.7 | 0.7
9 | 11 | 8 | 6081 | Yes |  |  |  | 0 | 0.85 | 0.85
9 | 11 | 9 | 6082 | Yes |  |  |  | 0 | 1.03 | 1.03
9 | 11 | 10 | 6083 | Yes |  |  |  | 0 | 0.99 | 0.99
9 | 11 | 11 | 6084 | Yes |  |  |  | 0 | 0.92 | 0.92
9 | 11 | 12 | 6085 | Yes |  |  |  | 0 | 0.95 | 0.95
9 | 11 | 13 | 6086 | Yes |  |  |  | 0 | 1 | 1
9 | 11 | 14 | 6087 | Yes |  |  |  | 0 | 1.02 | 1.02
9 | 11 | 15 | 6088 | Yes |  |  |  | 0 | 1.03 | 1.03
9 | 11 | 16 | 6089 | Yes |  |  |  | 0 | 1.05 | 1.05
9 | 11 | 17 | 6090 | Yes |  |  |  | 0 | 0.85 | 0.85
9 | 11 | 18 | 6091 | Yes |  |  |  | 0 | 0.7 | 0.7
9 | 11 | 19 | 6092 | Yes |  |  |  | 0 | 0.55 | 0.55
9 | 11 | 20 | 6093 | Yes |  |  |  | 0 | 0.35 | 0.35
9 | 11 | 21 | 6094 | Yes |  |  |  | 0 | 0.2 | 0.2
9 | 11 | 22 | 6095 | Yes |  |  |  | 0 | 0.2 | 0.2
9 | 11 | 23 | 6096 | Yes |  |  |  | 0 | 0.2 | 0.2
9 | 12 | 0 | 6097 | Yes |  |  |  | 0 | 0.2 | 0.2
9 | 12 | 1 | 6098 | Yes |  |  |  | 0 | 0.2 | 0.2
9 | 12 | 2 | 6099 | Yes |  |  |  | 0 | 0.2 | 0.2
9 | 12 | 3 | 6100 | Yes |  |  |  | 0 | 0.2 | 0.2
9 | 12 | 4 | 6101 | Yes |  |  |  | 0 | 0.3 | 0.3
9 | 12 | 5 | 6102 | Yes |  |  |  | 0 | 0.45 | 0.45
9 | 12 | 6 | 6103 | Yes |  |  |  | 0 | 0.58 | 0.58
9 | 12 | 7 | 6104 | Yes |  |  |  | 0 | 0.7 | 0.7
9 | 12 | 8 | 6105 | Yes |  |  |  | 0 | 0.85 | 0.85
9 | 12 | 9 | 6106 | Yes |  |  |  | 0 | 1.03 | 1.03
9 | 12 | 10 | 6107 | Yes |  |  |  | 0 | 0.99 | 0.99
9 | 12 | 11 | 6108 | Yes |  |  |  | 0 | 0.92 | 0.92
9 | 12 | 12 | 6109 | Yes |  |  |  | 0 | 0.95 | 0.95
9 | 12 | 13 | 6110 | Yes |  |  |  | 0 | 1 | 1
9 | 12 | 14 | 6111 | Yes |  |  |  | 0 | 1.02 | 1.02
9 | 12 | 15 | 6112 | Yes |  |  |  | 0 | 1.03 | 1.03
9 | 12 | 16 | 6113 | Yes |  |  |  | 0 | 1.05 | 1.05
9 | 12 | 17 | 6114 | Yes |  |  |  | 0 | 0.85 | 0.85
9 | 12 | 18 | 6115 | Yes |  |  |  | 0 | 0.7 | 0.7
9 | 12 | 19 | 6116 | Yes |  |  |  | 0 | 0.55 | 0.55
9 | 12 | 20 | 6117 | Yes |  |  |  | 0 | 0.35 | 0.35
9 | 12 | 21 | 6118 | Yes |  |  |  | 0 | 0.2 | 0.2
9 | 12 | 22 | 6119 | Yes |  |  |  | 0 | 0.2 | 0.2
9 | 12 | 23 | 6120 | Yes |  |  |  | 0 | 0.2 | 0.2
9 | 13 | 0 | 6121 | Yes |  |  |  | 0 | 0.2 | 0.2
9 | 13 | 1 | 6122 | Yes |  |  |  | 0 | 0.2 | 0.2
9 | 13 | 2 | 6123 | Yes |  |  |  | 0 | 0.2 | 0.2
9 | 13 | 3 | 6124 | Yes |  |  |  | 0 | 0.2 | 0.2
9 | 13 | 4 | 6125 | Yes |  |  |  | 0 | 0.3 | 0.3
9 | 13 | 5 | 6126 | Yes |  |  |  | 0 | 0.45 | 0.45
9 | 13 | 6 | 6127 | Yes |  |  |  | 0 | 0.58 | 0.58
9 | 13 | 7 | 6128 | Yes |  |  |  | 0 | 0.7 | 0.7
9 | 13 | 8 | 6129 | Yes |  |  |  | 0 | 0.85 | 0.85
9 | 13 | 9 | 6130 | Yes |  |  |  | 0 | 1.03 | 1.03
9 | 13 | 10 | 6131 | Yes |  |  |  | 0 | 0.99 | 0.99
9 | 13 | 11 | 6132 | Yes |  |  |  | 0 | 0.92 | 0.92
9 | 13 | 12 | 6133 | Yes |  |  |  | 0 | 0.95 | 0.95
9 | 13 | 13 | 6134 | Yes |  |  |  | 0 | 1 | 1
9 | 13 | 14 | 6135 | Yes |  |  |  | 0 | 1.02 | 1.02
9 | 13 | 15 | 6136 | Yes |  |  |  | 0 | 1.03 | 1.03
9 | 13 | 16 | 6137 | Yes |  |  |  | 0 | 1.05 | 1.05
9 | 13 | 17 | 6138 | Yes |  |  |  | 0 | 0.85 | 0.85
9 | 13 | 18 | 6139 | Yes |  |  |  | 0 | 0.7 | 0.7
9 | 13 | 19 | 6140 | Yes |  |  |  | 0 | 0.55 | 0.55
9 | 13 | 20 | 6141 | Yes |  |  |  | 0 | 0.35 | 0.35
9 | 13 | 21 | 6142 | Yes |  |  |  | 0 | 0.2 | 0.2
9 | 13 | 22 | 6143 | Yes |  |  |  | 0 | 0.2 | 0.2
9 | 13 | 23 | 6144 | Yes |  |  |  | 0 | 0.2 | 0.2
9 | 14 | 0 | 6145 | Saturday |  |  |  | 0 | 0.2 | 0.2
9 | 14 | 1 | 6146 | Saturday |  |  |  | 0 | 0.2 | 0.2
9 | 14 | 2 | 6147 | Saturday |  |  |  | 0 | 0.2 | 0.2
9 | 14 | 3 | 6148 | Saturday |  |  |  | 0 | 0.2 | 0.2
9 | 14 | 4 | 6149 | Saturday |  |  |  | 0 | 0.3 | 0.3
9 | 14 | 5 | 6150 | Saturday |  |  |  | 0 | 0.45 | 0.45
9 | 14 | 6 | 6151 | Saturday |  |  |  | 0 | 0.58 | 0.58
9 | 14 | 7 | 6152 | Saturday |  |  |  | 0 | 0.7 | 0.7
9 | 14 | 8 | 6153 | Saturday |  |  |  | 0 | 0.85 | 0.85
9 | 14 | 9 | 6154 | Saturday |  |  |  | 0 | 1.03 | 1.03
9 | 14 | 10 | 6155 | Saturday |  |  |  | 0 | 0.99 | 0.99
9 | 14 | 11 | 6156 | Saturday |  |  |  | 0 | 0.92 | 0.92
9 | 14 | 12 | 6157 | Saturday |  |  |  | 0 | 0.95 | 0.95
9 | 14 | 13 | 6158 | Saturday |  |  |  | 0 | 1 | 1
9 | 14 | 14 | 6159 | Saturday |  |  |  | 0 | 1.02 | 1.02
9 | 14 | 15 | 6160 | Saturday |  |  |  | 0 | 1.03 | 1.03
9 | 14 | 16 | 6161 | Saturday |  |  |  | 0 | 1.05 | 1.05
9 | 14 | 17 | 6162 | Saturday |  |  |  | 0 | 0.85 | 0.85
9 | 14 | 18 | 6163 | Saturday |  |  |  | 0 | 0.7 | 0.7
9 | 14 | 19 | 6164 | Saturday |  |  |  | 0 | 0.55 | 0.55
9 | 14 | 20 | 6165 | Saturday |  |  |  | 0 | 0.35 | 0.35
9 | 14 | 21 | 6166 | Saturday |  |  |  | 0 | 0.2 | 0.2
9 | 14 | 22 | 6167 | Saturday |  |  |  | 0 | 0.2 | 0.2
9 | 14 | 23 | 6168 | Saturday |  |  |  | 0 | 0.2 | 0.2
9 | 15 | 0 | 6169 | Sunday |  |  |  | 0 | 0.2 | 0.2
9 | 15 | 1 | 6170 | Sunday |  |  |  | 0 | 0.2 | 0.2
9 | 15 | 2 | 6171 | Sunday |  |  |  | 0 | 0.2 | 0.2
9 | 15 | 3 | 6172 | Sunday |  |  |  | 0 | 0.2 | 0.2
9 | 15 | 4 | 6173 | Sunday |  |  |  | 0 | 0.3 | 0.3
9 | 15 | 5 | 6174 | Sunday |  |  |  | 0 | 0.45 | 0.45
9 | 15 | 6 | 6175 | Sunday |  |  |  | 0 | 0.58 | 0.58
9 | 15 | 7 | 6176 | Sunday |  |  |  | 0 | 0.7 | 0.7
9 | 15 | 8 | 6177 | Sunday |  |  |  | 0 | 0.85 | 0.85
9 | 15 | 9 | 6178 | Sunday |  |  |  | 0 | 1.03 | 1.03
9 | 15 | 10 | 6179 | Sunday |  |  |  | 0 | 0.99 | 0.99
9 | 15 | 11 | 6180 | Sunday |  |  |  | 0 | 0.92 | 0.92
9 | 15 | 12 | 6181 | Sunday |  |  |  | 0 | 0.95 | 0.95
9 | 15 | 13 | 6182 | Sunday |  |  |  | 0 | 1 | 1
9 | 15 | 14 | 6183 | Sunday |  |  |  | 0 | 1.02 | 1.02
9 | 15 | 15 | 6184 | Sunday |  |  |  | 0 | 1.03 | 1.03
9 | 15 | 16 | 6185 | Sunday |  |  |  | 0 | 1.05 | 1.05
9 | 15 | 17 | 6186 | Sunday |  |  |  | 0 | 0.85 | 0.85
9 | 15 | 18 | 6187 | Sunday |  |  |  | 0 | 0.7 | 0.7
9 | 15 | 19 | 6188 | Sunday |  |  |  | 0 | 0.55 | 0.55
9 | 15 | 20 | 6189 | Sunday |  |  |  | 0 | 0.35 | 0.35
9 | 15 | 21 | 6190 | Sunday |  |  |  | 0 | 0.2 | 0.2
9 | 15 | 22 | 6191 | Sunday |  |  |  | 0 | 0.2 | 0.2
9 | 15 | 23 | 6192 | Sunday |  |  |  | 0 | 0.2 | 0.2
9 | 16 | 0 | 6193 | Yes |  |  |  | 0 | 0.2 | 0.2
9 | 16 | 1 | 6194 | Yes |  |  |  | 0 | 0.2 | 0.2
9 | 16 | 2 | 6195 | Yes |  |  |  | 0 | 0.2 | 0.2
9 | 16 | 3 | 6196 | Yes |  |  |  | 0 | 0.2 | 0.2
9 | 16 | 4 | 6197 | Yes |  |  |  | 0 | 0.3 | 0.3
9 | 16 | 5 | 6198 | Yes |  |  |  | 0 | 0.45 | 0.45
9 | 16 | 6 | 6199 | Yes |  |  |  | 0 | 0.58 | 0.58
9 | 16 | 7 | 6200 | Yes |  |  |  | 0 | 0.7 | 0.7
9 | 16 | 8 | 6201 | Yes |  |  |  | 0 | 0.85 | 0.85
9 | 16 | 9 | 6202 | Yes |  |  |  | 0 | 1.03 | 1.03
9 | 16 | 10 | 6203 | Yes |  |  |  | 0 | 0.99 | 0.99
9 | 16 | 11 | 6204 | Yes |  |  |  | 0 | 0.92 | 0.92
9 | 16 | 12 | 6205 | Yes |  |  |  | 0 | 0.95 | 0.95
9 | 16 | 13 | 6206 | Yes |  |  |  | 0 | 1 | 1
9 | 16 | 14 | 6207 | Yes |  |  |  | 0 | 1.02 | 1.02
9 | 16 | 15 | 6208 | Yes |  |  |  | 0 | 1.03 | 1.03
9 | 16 | 16 | 6209 | Yes |  |  |  | 0 | 1.05 | 1.05
9 | 16 | 17 | 6210 | Yes |  |  |  | 0 | 0.85 | 0.85
9 | 16 | 18 | 6211 | Yes |  |  |  | 0 | 0.7 | 0.7
9 | 16 | 19 | 6212 | Yes |  |  |  | 0 | 0.55 | 0.55
9 | 16 | 20 | 6213 | Yes |  |  |  | 0 | 0.35 | 0.35
9 | 16 | 21 | 6214 | Yes |  |  |  | 0 | 0.2 | 0.2
9 | 16 | 22 | 6215 | Yes |  |  |  | 0 | 0.2 | 0.2
9 | 16 | 23 | 6216 | Yes |  |  |  | 0 | 0.2 | 0.2
9 | 17 | 0 | 6217 | Yes |  |  |  | 0 | 0.2 | 0.2
9 | 17 | 1 | 6218 | Yes |  |  |  | 0 | 0.2 | 0.2
9 | 17 | 2 | 6219 | Yes |  |  |  | 0 | 0.2 | 0.2
9 | 17 | 3 | 6220 | Yes |  |  |  | 0 | 0.2 | 0.2
9 | 17 | 4 | 6221 | Yes |  |  |  | 0 | 0.3 | 0.3
9 | 17 | 5 | 6222 | Yes |  |  |  | 0 | 0.45 | 0.45
9 | 17 | 6 | 6223 | Yes |  |  |  | 0 | 0.58 | 0.58
9 | 17 | 7 | 6224 | Yes |  |  |  | 0 | 0.7 | 0.7
9 | 17 | 8 | 6225 | Yes |  |  |  | 0 | 0.85 | 0.85
9 | 17 | 9 | 6226 | Yes |  |  |  | 0 | 1.03 | 1.03
9 | 17 | 10 | 6227 | Yes |  |  |  | 0 | 0.99 | 0.99
9 | 17 | 11 | 6228 | Yes |  |  |  | 0 | 0.92 | 0.92
9 | 17 | 12 | 6229 | Yes |  |  |  | 0 | 0.95 | 0.95
9 | 17 | 13 | 6230 | Yes |  |  |  | 0 | 1 | 1
9 | 17 | 14 | 6231 | Yes |  |  |  | 0 | 1.02 | 1.02
9 | 17 | 15 | 6232 | Yes |  |  |  | 0 | 1.03 | 1.03
9 | 17 | 16 | 6233 | Yes |  |  |  | 0 | 1.05 | 1.05
9 | 17 | 17 | 6234 | Yes |  |  |  | 0 | 0.85 | 0.85
9 | 17 | 18 | 6235 | Yes |  |  |  | 0 | 0.7 | 0.7
9 | 17 | 19 | 6236 | Yes |  |  |  | 0 | 0.55 | 0.55
9 | 17 | 20 | 6237 | Yes |  |  |  | 0 | 0.35 | 0.35
9 | 17 | 21 | 6238 | Yes |  |  |  | 0 | 0.2 | 0.2
9 | 17 | 22 | 6239 | Yes |  |  |  | 0 | 0.2 | 0.2
9 | 17 | 23 | 6240 | Yes |  |  |  | 0 | 0.2 | 0.2
9 | 18 | 0 | 6241 | Yes |  |  |  | 0 | 0.2 | 0.2
9 | 18 | 1 | 6242 | Yes |  |  |  | 0 | 0.2 | 0.2
9 | 18 | 2 | 6243 | Yes |  |  |  | 0 | 0.2 | 0.2
9 | 18 | 3 | 6244 | Yes |  |  |  | 0 | 0.2 | 0.2
9 | 18 | 4 | 6245 | Yes |  |  |  | 0 | 0.3 | 0.3
9 | 18 | 5 | 6246 | Yes |  |  |  | 0 | 0.45 | 0.45
9 | 18 | 6 | 6247 | Yes |  |  |  | 0 | 0.58 | 0.58
9 | 18 | 7 | 6248 | Yes |  |  |  | 0 | 0.7 | 0.7
9 | 18 | 8 | 6249 | Yes |  |  |  | 0 | 0.85 | 0.85
9 | 18 | 9 | 6250 | Yes |  |  |  | 0 | 1.03 | 1.03
9 | 18 | 10 | 6251 | Yes |  |  |  | 0 | 0.99 | 0.99
9 | 18 | 11 | 6252 | Yes |  |  |  | 0 | 0.92 | 0.92
9 | 18 | 12 | 6253 | Yes |  |  |  | 0 | 0.95 | 0.95
9 | 18 | 13 | 6254 | Yes |  |  |  | 0 | 1 | 1
9 | 18 | 14 | 6255 | Yes |  |  |  | 0 | 1.02 | 1.02
9 | 18 | 15 | 6256 | Yes |  |  |  | 0 | 1.03 | 1.03
9 | 18 | 16 | 6257 | Yes |  |  |  | 0 | 1.05 | 1.05
9 | 18 | 17 | 6258 | Yes |  |  |  | 0 | 0.85 | 0.85
9 | 18 | 18 | 6259 | Yes |  |  |  | 0 | 0.7 | 0.7
9 | 18 | 19 | 6260 | Yes |  |  |  | 0 | 0.55 | 0.55
9 | 18 | 20 | 6261 | Yes |  |  |  | 0 | 0.35 | 0.35
9 | 18 | 21 | 6262 | Yes |  |  |  | 0 | 0.2 | 0.2
9 | 18 | 22 | 6263 | Yes |  |  |  | 0 | 0.2 | 0.2
9 | 18 | 23 | 6264 | Yes |  |  |  | 0 | 0.2 | 0.2
9 | 19 | 0 | 6265 | Yes |  |  |  | 0 | 0.2 | 0.2
9 | 19 | 1 | 6266 | Yes |  |  |  | 0 | 0.2 | 0.2
9 | 19 | 2 | 6267 | Yes |  |  |  | 0 | 0.2 | 0.2
9 | 19 | 3 | 6268 | Yes |  |  |  | 0 | 0.2 | 0.2
9 | 19 | 4 | 6269 | Yes |  |  |  | 0 | 0.3 | 0.3
9 | 19 | 5 | 6270 | Yes |  |  |  | 0 | 0.45 | 0.45
9 | 19 | 6 | 6271 | Yes |  |  |  | 0 | 0.58 | 0.58
9 | 19 | 7 | 6272 | Yes |  |  |  | 0 | 0.7 | 0.7
9 | 19 | 8 | 6273 | Yes |  |  |  | 0 | 0.85 | 0.85
9 | 19 | 9 | 6274 | Yes |  |  |  | 0 | 1.03 | 1.03
9 | 19 | 10 | 6275 | Yes |  |  |  | 0 | 0.99 | 0.99
9 | 19 | 11 | 6276 | Yes |  |  |  | 0 | 0.92 | 0.92
9 | 19 | 12 | 6277 | Yes |  |  |  | 0 | 0.95 | 0.95
9 | 19 | 13 | 6278 | Yes |  |  |  | 0 | 1 | 1
9 | 19 | 14 | 6279 | Yes |  |  |  | 0 | 1.02 | 1.02
9 | 19 | 15 | 6280 | Yes |  |  |  | 0 | 1.03 | 1.03
9 | 19 | 16 | 6281 | Yes |  |  |  | 0 | 1.05 | 1.05
9 | 19 | 17 | 6282 | Yes |  |  |  | 0 | 0.85 | 0.85
9 | 19 | 18 | 6283 | Yes |  |  |  | 0 | 0.7 | 0.7
9 | 19 | 19 | 6284 | Yes |  |  |  | 0 | 0.55 | 0.55
9 | 19 | 20 | 6285 | Yes |  |  |  | 0 | 0.35 | 0.35
9 | 19 | 21 | 6286 | Yes |  |  |  | 0 | 0.2 | 0.2
9 | 19 | 22 | 6287 | Yes |  |  |  | 0 | 0.2 | 0.2
9 | 19 | 23 | 6288 | Yes |  |  |  | 0 | 0.2 | 0.2
9 | 20 | 0 | 6289 | Yes |  |  |  | 0 | 0.2 | 0.2
9 | 20 | 1 | 6290 | Yes |  |  |  | 0 | 0.2 | 0.2
9 | 20 | 2 | 6291 | Yes |  |  |  | 0 | 0.2 | 0.2
9 | 20 | 3 | 6292 | Yes |  |  |  | 0 | 0.2 | 0.2
9 | 20 | 4 | 6293 | Yes |  |  |  | 0 | 0.3 | 0.3
9 | 20 | 5 | 6294 | Yes |  |  |  | 0 | 0.45 | 0.45
9 | 20 | 6 | 6295 | Yes |  |  |  | 0 | 0.58 | 0.58
9 | 20 | 7 | 6296 | Yes |  |  |  | 0 | 0.7 | 0.7
9 | 20 | 8 | 6297 | Yes |  |  |  | 0 | 0.85 | 0.85
9 | 20 | 9 | 6298 | Yes |  |  |  | 0 | 1.03 | 1.03
9 | 20 | 10 | 6299 | Yes |  |  |  | 0 | 0.99 | 0.99
9 | 20 | 11 | 6300 | Yes |  |  |  | 0 | 0.92 | 0.92
9 | 20 | 12 | 6301 | Yes |  |  |  | 0 | 0.95 | 0.95
9 | 20 | 13 | 6302 | Yes |  |  |  | 0 | 1 | 1
9 | 20 | 14 | 6303 | Yes |  |  |  | 0 | 1.02 | 1.02
9 | 20 | 15 | 6304 | Yes |  |  |  | 0 | 1.03 | 1.03
9 | 20 | 16 | 6305 | Yes |  |  |  | 0 | 1.05 | 1.05
9 | 20 | 17 | 6306 | Yes |  |  |  | 0 | 0.85 | 0.85
9 | 20 | 18 | 6307 | Yes |  |  |  | 0 | 0.7 | 0.7
9 | 20 | 19 | 6308 | Yes |  |  |  | 0 | 0.55 | 0.55
9 | 20 | 20 | 6309 | Yes |  |  |  | 0 | 0.35 | 0.35
9 | 20 | 21 | 6310 | Yes |  |  |  | 0 | 0.2 | 0.2
9 | 20 | 22 | 6311 | Yes |  |  |  | 0 | 0.2 | 0.2
9 | 20 | 23 | 6312 | Yes |  |  |  | 0 | 0.2 | 0.2
9 | 21 | 0 | 6313 | Saturday |  |  |  | 0 | 0.2 | 0.2
9 | 21 | 1 | 6314 | Saturday |  |  |  | 0 | 0.2 | 0.2
9 | 21 | 2 | 6315 | Saturday |  |  |  | 0 | 0.2 | 0.2
9 | 21 | 3 | 6316 | Saturday |  |  |  | 0 | 0.2 | 0.2
9 | 21 | 4 | 6317 | Saturday |  |  |  | 0 | 0.3 | 0.3
9 | 21 | 5 | 6318 | Saturday |  |  |  | 0 | 0.45 | 0.45
9 | 21 | 6 | 6319 | Saturday |  |  |  | 0 | 0.58 | 0.58
9 | 21 | 7 | 6320 | Saturday |  |  |  | 0 | 0.7 | 0.7
9 | 21 | 8 | 6321 | Saturday |  |  |  | 0 | 0.85 | 0.85
9 | 21 | 9 | 6322 | Saturday |  |  |  | 0 | 1.03 | 1.03
9 | 21 | 10 | 6323 | Saturday |  |  |  | 0 | 0.99 | 0.99
9 | 21 | 11 | 6324 | Saturday |  |  |  | 0 | 0.92 | 0.92
9 | 21 | 12 | 6325 | Saturday |  |  |  | 0 | 0.95 | 0.95
9 | 21 | 13 | 6326 | Saturday |  |  |  | 0 | 1 | 1
9 | 21 | 14 | 6327 | Saturday |  |  |  | 0 | 1.02 | 1.02
9 | 21 | 15 | 6328 | Saturday |  |  |  | 0 | 1.03 | 1.03
9 | 21 | 16 | 6329 | Saturday |  |  |  | 0 | 1.05 | 1.05
9 | 21 | 17 | 6330 | Saturday |  |  |  | 0 | 0.85 | 0.85
9 | 21 | 18 | 6331 | Saturday |  |  |  | 0 | 0.7 | 0.7
9 | 21 | 19 | 6332 | Saturday |  |  |  | 0 | 0.55 | 0.55
9 | 21 | 20 | 6333 | Saturday |  |  |  | 0 | 0.35 | 0.35
9 | 21 | 21 | 6334 | Saturday |  |  |  | 0 | 0.2 | 0.2
9 | 21 | 22 | 6335 | Saturday |  |  |  | 0 | 0.2 | 0.2
9 | 21 | 23 | 6336 | Saturday |  |  |  | 0 | 0.2 | 0.2
9 | 22 | 0 | 6337 | Sunday |  |  |  | 0 | 0.2 | 0.2
9 | 22 | 1 | 6338 | Sunday |  |  |  | 0 | 0.2 | 0.2
9 | 22 | 2 | 6339 | Sunday |  |  |  | 0 | 0.2 | 0.2
9 | 22 | 3 | 6340 | Sunday |  |  |  | 0 | 0.2 | 0.2
9 | 22 | 4 | 6341 | Sunday |  |  |  | 0 | 0.3 | 0.3
9 | 22 | 5 | 6342 | Sunday |  |  |  | 0 | 0.45 | 0.45
9 | 22 | 6 | 6343 | Sunday |  |  |  | 0 | 0.58 | 0.58
9 | 22 | 7 | 6344 | Sunday |  |  |  | 0 | 0.7 | 0.7
9 | 22 | 8 | 6345 | Sunday |  |  |  | 0 | 0.85 | 0.85
9 | 22 | 9 | 6346 | Sunday |  |  |  | 0 | 1.03 | 1.03
9 | 22 | 10 | 6347 | Sunday |  |  |  | 0 | 0.99 | 0.99
9 | 22 | 11 | 6348 | Sunday |  |  |  | 0 | 0.92 | 0.92
9 | 22 | 12 | 6349 | Sunday |  |  |  | 0 | 0.95 | 0.95
9 | 22 | 13 | 6350 | Sunday |  |  |  | 0 | 1 | 1
9 | 22 | 14 | 6351 | Sunday |  |  |  | 0 | 1.02 | 1.02
9 | 22 | 15 | 6352 | Sunday |  |  |  | 0 | 1.03 | 1.03
9 | 22 | 16 | 6353 | Sunday |  |  |  | 0 | 1.05 | 1.05
9 | 22 | 17 | 6354 | Sunday |  |  |  | 0 | 0.85 | 0.85
9 | 22 | 18 | 6355 | Sunday |  |  |  | 0 | 0.7 | 0.7
9 | 22 | 19 | 6356 | Sunday |  |  |  | 0 | 0.55 | 0.55
9 | 22 | 20 | 6357 | Sunday |  |  |  | 0 | 0.35 | 0.35
9 | 22 | 21 | 6358 | Sunday |  |  |  | 0 | 0.2 | 0.2
9 | 22 | 22 | 6359 | Sunday |  |  |  | 0 | 0.2 | 0.2
9 | 22 | 23 | 6360 | Sunday |  |  |  | 0 | 0.2 | 0.2
9 | 23 | 0 | 6361 | Yes |  |  |  | 0 | 0.2 | 0.2
9 | 23 | 1 | 6362 | Yes |  |  |  | 0 | 0.2 | 0.2
9 | 23 | 2 | 6363 | Yes |  |  |  | 0 | 0.2 | 0.2
9 | 23 | 3 | 6364 | Yes |  |  |  | 0 | 0.2 | 0.2
9 | 23 | 4 | 6365 | Yes |  |  |  | 0 | 0.3 | 0.3
9 | 23 | 5 | 6366 | Yes |  |  |  | 0 | 0.45 | 0.45
9 | 23 | 6 | 6367 | Yes |  |  |  | 0 | 0.58 | 0.58
9 | 23 | 7 | 6368 | Yes |  |  |  | 0 | 0.7 | 0.7
9 | 23 | 8 | 6369 | Yes |  |  |  | 0 | 0.85 | 0.85
9 | 23 | 9 | 6370 | Yes |  |  |  | 0 | 1.03 | 1.03
9 | 23 | 10 | 6371 | Yes |  |  |  | 0 | 0.99 | 0.99
9 | 23 | 11 | 6372 | Yes |  |  |  | 0 | 0.92 | 0.92
9 | 23 | 12 | 6373 | Yes |  |  |  | 0 | 0.95 | 0.95
9 | 23 | 13 | 6374 | Yes |  |  |  | 0 | 1 | 1
9 | 23 | 14 | 6375 | Yes |  |  |  | 0 | 1.02 | 1.02
9 | 23 | 15 | 6376 | Yes |  |  |  | 0 | 1.03 | 1.03
9 | 23 | 16 | 6377 | Yes |  |  |  | 0 | 1.05 | 1.05
9 | 23 | 17 | 6378 | Yes |  |  |  | 0 | 0.85 | 0.85
9 | 23 | 18 | 6379 | Yes |  |  |  | 0 | 0.7 | 0.7
9 | 23 | 19 | 6380 | Yes |  |  |  | 0 | 0.55 | 0.55
9 | 23 | 20 | 6381 | Yes |  |  |  | 0 | 0.35 | 0.35
9 | 23 | 21 | 6382 | Yes |  |  |  | 0 | 0.2 | 0.2
9 | 23 | 22 | 6383 | Yes |  |  |  | 0 | 0.2 | 0.2
9 | 23 | 23 | 6384 | Yes |  |  |  | 0 | 0.2 | 0.2
9 | 24 | 0 | 6385 | Yes |  |  |  | 0 | 0.2 | 0.2
9 | 24 | 1 | 6386 | Yes |  |  |  | 0 | 0.2 | 0.2
9 | 24 | 2 | 6387 | Yes |  |  |  | 0 | 0.2 | 0.2
9 | 24 | 3 | 6388 | Yes |  |  |  | 0 | 0.2 | 0.2
9 | 24 | 4 | 6389 | Yes |  |  |  | 0 | 0.3 | 0.3
9 | 24 | 5 | 6390 | Yes |  |  |  | 0 | 0.45 | 0.45
9 | 24 | 6 | 6391 | Yes |  |  |  | 0 | 0.58 | 0.58
9 | 24 | 7 | 6392 | Yes |  |  |  | 0 | 0.7 | 0.7
9 | 24 | 8 | 6393 | Yes |  |  |  | 0 | 0.85 | 0.85
9 | 24 | 9 | 6394 | Yes |  |  |  | 0 | 1.03 | 1.03
9 | 24 | 10 | 6395 | Yes |  |  |  | 0 | 0.99 | 0.99
9 | 24 | 11 | 6396 | Yes |  |  |  | 0 | 0.92 | 0.92
9 | 24 | 12 | 6397 | Yes |  |  |  | 0 | 0.95 | 0.95
9 | 24 | 13 | 6398 | Yes |  |  |  | 0 | 1 | 1
9 | 24 | 14 | 6399 | Yes |  |  |  | 0 | 1.02 | 1.02
9 | 24 | 15 | 6400 | Yes |  |  |  | 0 | 1.03 | 1.03
9 | 24 | 16 | 6401 | Yes |  |  |  | 0 | 1.05 | 1.05
9 | 24 | 17 | 6402 | Yes |  |  |  | 0 | 0.85 | 0.85
9 | 24 | 18 | 6403 | Yes |  |  |  | 0 | 0.7 | 0.7
9 | 24 | 19 | 6404 | Yes |  |  |  | 0 | 0.55 | 0.55
9 | 24 | 20 | 6405 | Yes |  |  |  | 0 | 0.35 | 0.35
9 | 24 | 21 | 6406 | Yes |  |  |  | 0 | 0.2 | 0.2
9 | 24 | 22 | 6407 | Yes |  |  |  | 0 | 0.2 | 0.2
9 | 24 | 23 | 6408 | Yes |  |  |  | 0 | 0.2 | 0.2
9 | 25 | 0 | 6409 | Yes |  |  |  | 0 | 0.2 | 0.2
9 | 25 | 1 | 6410 | Yes |  |  |  | 0 | 0.2 | 0.2
9 | 25 | 2 | 6411 | Yes |  |  |  | 0 | 0.2 | 0.2
9 | 25 | 3 | 6412 | Yes |  |  |  | 0 | 0.2 | 0.2
9 | 25 | 4 | 6413 | Yes |  |  |  | 0 | 0.3 | 0.3
9 | 25 | 5 | 6414 | Yes |  |  |  | 0 | 0.45 | 0.45
9 | 25 | 6 | 6415 | Yes |  |  |  | 0 | 0.58 | 0.58
9 | 25 | 7 | 6416 | Yes |  |  |  | 0 | 0.7 | 0.7
9 | 25 | 8 | 6417 | Yes |  |  |  | 0 | 0.85 | 0.85
9 | 25 | 9 | 6418 | Yes |  |  |  | 0 | 1.03 | 1.03
9 | 25 | 10 | 6419 | Yes |  |  |  | 0 | 0.99 | 0.99
9 | 25 | 11 | 6420 | Yes |  |  |  | 0 | 0.92 | 0.92
9 | 25 | 12 | 6421 | Yes |  |  |  | 0 | 0.95 | 0.95
9 | 25 | 13 | 6422 | Yes |  |  |  | 0 | 1 | 1
9 | 25 | 14 | 6423 | Yes |  |  |  | 0 | 1.02 | 1.02
9 | 25 | 15 | 6424 | Yes |  |  |  | 0 | 1.03 | 1.03
9 | 25 | 16 | 6425 | Yes |  |  |  | 0 | 1.05 | 1.05
9 | 25 | 17 | 6426 | Yes |  |  |  | 0 | 0.85 | 0.85
9 | 25 | 18 | 6427 | Yes |  |  |  | 0 | 0.7 | 0.7
9 | 25 | 19 | 6428 | Yes |  |  |  | 0 | 0.55 | 0.55
9 | 25 | 20 | 6429 | Yes |  |  |  | 0 | 0.35 | 0.35
9 | 25 | 21 | 6430 | Yes |  |  |  | 0 | 0.2 | 0.2
9 | 25 | 22 | 6431 | Yes |  |  |  | 0 | 0.2 | 0.2
9 | 25 | 23 | 6432 | Yes |  |  |  | 0 | 0.2 | 0.2
9 | 26 | 0 | 6433 | Yes |  |  |  | 0 | 0.2 | 0.2
9 | 26 | 1 | 6434 | Yes |  |  |  | 0 | 0.2 | 0.2
9 | 26 | 2 | 6435 | Yes |  |  |  | 0 | 0.2 | 0.2
9 | 26 | 3 | 6436 | Yes |  |  |  | 0 | 0.2 | 0.2
9 | 26 | 4 | 6437 | Yes |  |  |  | 0 | 0.3 | 0.3
9 | 26 | 5 | 6438 | Yes |  |  |  | 0 | 0.45 | 0.45
9 | 26 | 6 | 6439 | Yes |  |  |  | 0 | 0.58 | 0.58
9 | 26 | 7 | 6440 | Yes |  |  |  | 0 | 0.7 | 0.7
9 | 26 | 8 | 6441 | Yes |  |  |  | 0 | 0.85 | 0.85
9 | 26 | 9 | 6442 | Yes |  |  |  | 0 | 1.03 | 1.03
9 | 26 | 10 | 6443 | Yes |  |  |  | 0 | 0.99 | 0.99
9 | 26 | 11 | 6444 | Yes |  |  |  | 0 | 0.92 | 0.92
9 | 26 | 12 | 6445 | Yes |  |  |  | 0 | 0.95 | 0.95
9 | 26 | 13 | 6446 | Yes |  |  |  | 0 | 1 | 1
9 | 26 | 14 | 6447 | Yes |  |  |  | 0 | 1.02 | 1.02
9 | 26 | 15 | 6448 | Yes |  |  |  | 0 | 1.03 | 1.03
9 | 26 | 16 | 6449 | Yes |  |  |  | 0 | 1.05 | 1.05
9 | 26 | 17 | 6450 | Yes |  |  |  | 0 | 0.85 | 0.85
9 | 26 | 18 | 6451 | Yes |  |  |  | 0 | 0.7 | 0.7
9 | 26 | 19 | 6452 | Yes |  |  |  | 0 | 0.55 | 0.55
9 | 26 | 20 | 6453 | Yes |  |  |  | 0 | 0.35 | 0.35
9 | 26 | 21 | 6454 | Yes |  |  |  | 0 | 0.2 | 0.2
9 | 26 | 22 | 6455 | Yes |  |  |  | 0 | 0.2 | 0.2
9 | 26 | 23 | 6456 | Yes |  |  |  | 0 | 0.2 | 0.2
9 | 27 | 0 | 6457 | Yes |  |  |  | 0 | 0.2 | 0.2
9 | 27 | 1 | 6458 | Yes |  |  |  | 0 | 0.2 | 0.2
9 | 27 | 2 | 6459 | Yes |  |  |  | 0 | 0.2 | 0.2
9 | 27 | 3 | 6460 | Yes |  |  |  | 0 | 0.2 | 0.2
9 | 27 | 4 | 6461 | Yes |  |  |  | 0 | 0.3 | 0.3
9 | 27 | 5 | 6462 | Yes |  |  |  | 0 | 0.45 | 0.45
9 | 27 | 6 | 6463 | Yes |  |  |  | 0 | 0.58 | 0.58
9 | 27 | 7 | 6464 | Yes |  |  |  | 0 | 0.7 | 0.7
9 | 27 | 8 | 6465 | Yes |  |  |  | 0 | 0.85 | 0.85
9 | 27 | 9 | 6466 | Yes |  |  |  | 0 | 1.03 | 1.03
9 | 27 | 10 | 6467 | Yes |  |  |  | 0 | 0.99 | 0.99
9 | 27 | 11 | 6468 | Yes |  |  |  | 0 | 0.92 | 0.92
9 | 27 | 12 | 6469 | Yes |  |  |  | 0 | 0.95 | 0.95
9 | 27 | 13 | 6470 | Yes |  |  |  | 0 | 1 | 1
9 | 27 | 14 | 6471 | Yes |  |  |  | 0 | 1.02 | 1.02
9 | 27 | 15 | 6472 | Yes |  |  |  | 0 | 1.03 | 1.03
9 | 27 | 16 | 6473 | Yes |  |  |  | 0 | 1.05 | 1.05
9 | 27 | 17 | 6474 | Yes |  |  |  | 0 | 0.85 | 0.85
9 | 27 | 18 | 6475 | Yes |  |  |  | 0 | 0.7 | 0.7
9 | 27 | 19 | 6476 | Yes |  |  |  | 0 | 0.55 | 0.55
9 | 27 | 20 | 6477 | Yes |  |  |  | 0 | 0.35 | 0.35
9 | 27 | 21 | 6478 | Yes |  |  |  | 0 | 0.2 | 0.2
9 | 27 | 22 | 6479 | Yes |  |  |  | 0 | 0.2 | 0.2
9 | 27 | 23 | 6480 | Yes |  |  |  | 0 | 0.2 | 0.2
9 | 28 | 0 | 6481 | Saturday |  |  |  | 0 | 0.2 | 0.2
9 | 28 | 1 | 6482 | Saturday |  |  |  | 0 | 0.2 | 0.2
9 | 28 | 2 | 6483 | Saturday |  |  |  | 0 | 0.2 | 0.2
9 | 28 | 3 | 6484 | Saturday |  |  |  | 0 | 0.2 | 0.2
9 | 28 | 4 | 6485 | Saturday |  |  |  | 0 | 0.3 | 0.3
9 | 28 | 5 | 6486 | Saturday |  |  |  | 0 | 0.45 | 0.45
9 | 28 | 6 | 6487 | Saturday |  |  |  | 0 | 0.58 | 0.58
9 | 28 | 7 | 6488 | Saturday |  |  |  | 0 | 0.7 | 0.7
9 | 28 | 8 | 6489 | Saturday |  |  |  | 0 | 0.85 | 0.85
9 | 28 | 9 | 6490 | Saturday |  |  |  | 0 | 1.03 | 1.03
9 | 28 | 10 | 6491 | Saturday |  |  |  | 0 | 0.99 | 0.99
9 | 28 | 11 | 6492 | Saturday |  |  |  | 0 | 0.92 | 0.92
9 | 28 | 12 | 6493 | Saturday |  |  |  | 0 | 0.95 | 0.95
9 | 28 | 13 | 6494 | Saturday |  |  |  | 0 | 1 | 1
9 | 28 | 14 | 6495 | Saturday |  |  |  | 0 | 1.02 | 1.02
9 | 28 | 15 | 6496 | Saturday |  |  |  | 0 | 1.03 | 1.03
9 | 28 | 16 | 6497 | Saturday |  |  |  | 0 | 1.05 | 1.05
9 | 28 | 17 | 6498 | Saturday |  |  |  | 0 | 0.85 | 0.85
9 | 28 | 18 | 6499 | Saturday |  |  |  | 0 | 0.7 | 0.7
9 | 28 | 19 | 6500 | Saturday |  |  |  | 0 | 0.55 | 0.55
9 | 28 | 20 | 6501 | Saturday |  |  |  | 0 | 0.35 | 0.35
9 | 28 | 21 | 6502 | Saturday |  |  |  | 0 | 0.2 | 0.2
9 | 28 | 22 | 6503 | Saturday |  |  |  | 0 | 0.2 | 0.2
9 | 28 | 23 | 6504 | Saturday |  |  |  | 0 | 0.2 | 0.2
9 | 29 | 0 | 6505 | Sunday |  |  |  | 0 | 0.2 | 0.2
9 | 29 | 1 | 6506 | Sunday |  |  |  | 0 | 0.2 | 0.2
9 | 29 | 2 | 6507 | Sunday |  |  |  | 0 | 0.2 | 0.2
9 | 29 | 3 | 6508 | Sunday |  |  |  | 0 | 0.2 | 0.2
9 | 29 | 4 | 6509 | Sunday |  |  |  | 0 | 0.3 | 0.3
9 | 29 | 5 | 6510 | Sunday |  |  |  | 0 | 0.45 | 0.45
9 | 29 | 6 | 6511 | Sunday |  |  |  | 0 | 0.58 | 0.58
9 | 29 | 7 | 6512 | Sunday |  |  |  | 0 | 0.7 | 0.7
9 | 29 | 8 | 6513 | Sunday |  |  |  | 0 | 0.85 | 0.85
9 | 29 | 9 | 6514 | Sunday |  |  |  | 0 | 1.03 | 1.03
9 | 29 | 10 | 6515 | Sunday |  |  |  | 0 | 0.99 | 0.99
9 | 29 | 11 | 6516 | Sunday |  |  |  | 0 | 0.92 | 0.92
9 | 29 | 12 | 6517 | Sunday |  |  |  | 0 | 0.95 | 0.95
9 | 29 | 13 | 6518 | Sunday |  |  |  | 0 | 1 | 1
9 | 29 | 14 | 6519 | Sunday |  |  |  | 0 | 1.02 | 1.02
9 | 29 | 15 | 6520 | Sunday |  |  |  | 0 | 1.03 | 1.03
9 | 29 | 16 | 6521 | Sunday |  |  |  | 0 | 1.05 | 1.05
9 | 29 | 17 | 6522 | Sunday |  |  |  | 0 | 0.85 | 0.85
9 | 29 | 18 | 6523 | Sunday |  |  |  | 0 | 0.7 | 0.7
9 | 29 | 19 | 6524 | Sunday |  |  |  | 0 | 0.55 | 0.55
9 | 29 | 20 | 6525 | Sunday |  |  |  | 0 | 0.35 | 0.35
9 | 29 | 21 | 6526 | Sunday |  |  |  | 0 | 0.2 | 0.2
9 | 29 | 22 | 6527 | Sunday |  |  |  | 0 | 0.2 | 0.2
9 | 29 | 23 | 6528 | Sunday |  |  |  | 0 | 0.2 | 0.2
9 | 30 | 0 | 6529 | Yes |  |  |  | 0 | 0.2 | 0.2
9 | 30 | 1 | 6530 | Yes |  |  |  | 0 | 0.2 | 0.2
9 | 30 | 2 | 6531 | Yes |  |  |  | 0 | 0.2 | 0.2
9 | 30 | 3 | 6532 | Yes |  |  |  | 0 | 0.2 | 0.2
9 | 30 | 4 | 6533 | Yes |  |  |  | 0 | 0.3 | 0.3
9 | 30 | 5 | 6534 | Yes |  |  |  | 0 | 0.45 | 0.45
9 | 30 | 6 | 6535 | Yes |  |  |  | 0 | 0.58 | 0.58
9 | 30 | 7 | 6536 | Yes |  |  |  | 0 | 0.7 | 0.7
9 | 30 | 8 | 6537 | Yes |  |  |  | 0 | 0.85 | 0.85
9 | 30 | 9 | 6538 | Yes |  |  |  | 0 | 1.03 | 1.03
9 | 30 | 10 | 6539 | Yes |  |  |  | 0 | 0.99 | 0.99
9 | 30 | 11 | 6540 | Yes |  |  |  | 0 | 0.92 | 0.92
9 | 30 | 12 | 6541 | Yes |  |  |  | 0 | 0.95 | 0.95
9 | 30 | 13 | 6542 | Yes |  |  |  | 0 | 1 | 1
9 | 30 | 14 | 6543 | Yes |  |  |  | 0 | 1.02 | 1.02
9 | 30 | 15 | 6544 | Yes |  |  |  | 0 | 1.03 | 1.03
9 | 30 | 16 | 6545 | Yes |  |  |  | 0 | 1.05 | 1.05
9 | 30 | 17 | 6546 | Yes |  |  |  | 0 | 0.85 | 0.85
9 | 30 | 18 | 6547 | Yes |  |  |  | 0 | 0.7 | 0.7
9 | 30 | 19 | 6548 | Yes |  |  |  | 0 | 0.55 | 0.55
9 | 30 | 20 | 6549 | Yes |  |  |  | 0 | 0.35 | 0.35
9 | 30 | 21 | 6550 | Yes |  |  |  | 0 | 0.2 | 0.2
9 | 30 | 22 | 6551 | Yes |  |  |  | 0 | 0.2 | 0.2
9 | 30 | 23 | 6552 | Yes |  |  |  | 0 | 0.2 | 0.2
10 | 1 | 0 | 6553 | Sunday |  |  |  | 0 | 0.2 | 0.2
10 | 1 | 1 | 6554 | Sunday |  |  |  | 0 | 0.2 | 0.2
10 | 1 | 2 | 6555 | Sunday |  |  |  | 0 | 0.2 | 0.2
10 | 1 | 3 | 6556 | Sunday |  |  |  | 0 | 0.2 | 0.2
10 | 1 | 4 | 6557 | Sunday |  |  |  | 0 | 0.3 | 0.3
10 | 1 | 5 | 6558 | Sunday |  |  |  | 0 | 0.45 | 0.45
10 | 1 | 6 | 6559 | Sunday |  |  |  | 0 | 0.58 | 0.58
10 | 1 | 7 | 6560 | Sunday |  |  |  | 0 | 0.7 | 0.7
10 | 1 | 8 | 6561 | Sunday |  |  |  | 0 | 0.85 | 0.85
10 | 1 | 9 | 6562 | Sunday |  |  |  | 0 | 1.03 | 1.03
10 | 1 | 10 | 6563 | Sunday |  |  |  | 0 | 0.99 | 0.99
10 | 1 | 11 | 6564 | Sunday |  |  |  | 0 | 0.92 | 0.92
10 | 1 | 12 | 6565 | Sunday |  |  |  | 0 | 0.95 | 0.95
10 | 1 | 13 | 6566 | Sunday |  |  |  | 0 | 1 | 1
10 | 1 | 14 | 6567 | Sunday |  |  |  | 0 | 1.02 | 1.02
10 | 1 | 15 | 6568 | Sunday |  |  |  | 0 | 1.03 | 1.03
10 | 1 | 16 | 6569 | Sunday |  |  |  | 0 | 1.05 | 1.05
10 | 1 | 17 | 6570 | Sunday |  |  |  | 0 | 0.85 | 0.85
10 | 1 | 18 | 6571 | Sunday |  |  |  | 0 | 0.7 | 0.7
10 | 1 | 19 | 6572 | Sunday |  |  |  | 0 | 0.55 | 0.55
10 | 1 | 20 | 6573 | Sunday |  |  |  | 0 | 0.35 | 0.35
10 | 1 | 21 | 6574 | Sunday |  |  |  | 0 | 0.2 | 0.2
10 | 1 | 22 | 6575 | Sunday |  |  |  | 0 | 0.2 | 0.2
10 | 1 | 23 | 6576 | Sunday |  |  |  | 0 | 0.2 | 0.2
10 | 2 | 0 | 6577 | Yes |  |  |  | 0 | 0.2 | 0.2
10 | 2 | 1 | 6578 | Yes |  |  |  | 0 | 0.2 | 0.2
10 | 2 | 2 | 6579 | Yes |  |  |  | 0 | 0.2 | 0.2
10 | 2 | 3 | 6580 | Yes |  |  |  | 0 | 0.2 | 0.2
10 | 2 | 4 | 6581 | Yes |  |  |  | 0 | 0.3 | 0.3
10 | 2 | 5 | 6582 | Yes |  |  |  | 0 | 0.45 | 0.45
10 | 2 | 6 | 6583 | Yes |  |  |  | 0 | 0.58 | 0.58
10 | 2 | 7 | 6584 | Yes |  |  |  | 0 | 0.7 | 0.7
10 | 2 | 8 | 6585 | Yes |  |  |  | 0 | 0.85 | 0.85
10 | 2 | 9 | 6586 | Yes |  |  |  | 0 | 1.03 | 1.03
10 | 2 | 10 | 6587 | Yes |  |  |  | 0 | 0.99 | 0.99
10 | 2 | 11 | 6588 | Yes |  |  |  | 0 | 0.92 | 0.92
10 | 2 | 12 | 6589 | Yes |  |  |  | 0 | 0.95 | 0.95
10 | 2 | 13 | 6590 | Yes |  |  |  | 0 | 1 | 1
10 | 2 | 14 | 6591 | Yes |  |  |  | 0 | 1.02 | 1.02
10 | 2 | 15 | 6592 | Yes |  |  |  | 0 | 1.03 | 1.03
10 | 2 | 16 | 6593 | Yes |  |  |  | 0 | 1.05 | 1.05
10 | 2 | 17 | 6594 | Yes |  |  |  | 0 | 0.85 | 0.85
10 | 2 | 18 | 6595 | Yes |  |  |  | 0 | 0.7 | 0.7
10 | 2 | 19 | 6596 | Yes |  |  |  | 0 | 0.55 | 0.55
10 | 2 | 20 | 6597 | Yes |  |  |  | 0 | 0.35 | 0.35
10 | 2 | 21 | 6598 | Yes |  |  |  | 0 | 0.2 | 0.2
10 | 2 | 22 | 6599 | Yes |  |  |  | 0 | 0.2 | 0.2
10 | 2 | 23 | 6600 | Yes |  |  |  | 0 | 0.2 | 0.2
10 | 3 | 0 | 6601 | Yes |  |  |  | 0 | 0.2 | 0.2
10 | 3 | 1 | 6602 | Yes |  |  |  | 0 | 0.2 | 0.2
10 | 3 | 2 | 6603 | Yes |  |  |  | 0 | 0.2 | 0.2
10 | 3 | 3 | 6604 | Yes |  |  |  | 0 | 0.2 | 0.2
10 | 3 | 4 | 6605 | Yes |  |  |  | 0 | 0.3 | 0.3
10 | 3 | 5 | 6606 | Yes |  |  |  | 0 | 0.45 | 0.45
10 | 3 | 6 | 6607 | Yes |  |  |  | 0 | 0.58 | 0.58
10 | 3 | 7 | 6608 | Yes |  |  |  | 0 | 0.7 | 0.7
10 | 3 | 8 | 6609 | Yes |  |  |  | 0 | 0.85 | 0.85
10 | 3 | 9 | 6610 | Yes |  |  |  | 0 | 1.03 | 1.03
10 | 3 | 10 | 6611 | Yes |  |  |  | 0 | 0.99 | 0.99
10 | 3 | 11 | 6612 | Yes |  |  |  | 0 | 0.92 | 0.92
10 | 3 | 12 | 6613 | Yes |  |  |  | 0 | 0.95 | 0.95
10 | 3 | 13 | 6614 | Yes |  |  |  | 0 | 1 | 1
10 | 3 | 14 | 6615 | Yes |  |  |  | 0 | 1.02 | 1.02
10 | 3 | 15 | 6616 | Yes |  |  |  | 0 | 1.03 | 1.03
10 | 3 | 16 | 6617 | Yes |  |  |  | 0 | 1.05 | 1.05
10 | 3 | 17 | 6618 | Yes |  |  |  | 0 | 0.85 | 0.85
10 | 3 | 18 | 6619 | Yes |  |  |  | 0 | 0.7 | 0.7
10 | 3 | 19 | 6620 | Yes |  |  |  | 0 | 0.55 | 0.55
10 | 3 | 20 | 6621 | Yes |  |  |  | 0 | 0.35 | 0.35
10 | 3 | 21 | 6622 | Yes |  |  |  | 0 | 0.2 | 0.2
10 | 3 | 22 | 6623 | Yes |  |  |  | 0 | 0.2 | 0.2
10 | 3 | 23 | 6624 | Yes |  |  |  | 0 | 0.2 | 0.2
10 | 4 | 0 | 6625 | Yes |  |  |  | 0 | 0.2 | 0.2
10 | 4 | 1 | 6626 | Yes |  |  |  | 0 | 0.2 | 0.2
10 | 4 | 2 | 6627 | Yes |  |  |  | 0 | 0.2 | 0.2
10 | 4 | 3 | 6628 | Yes |  |  |  | 0 | 0.2 | 0.2
10 | 4 | 4 | 6629 | Yes |  |  |  | 0 | 0.3 | 0.3
10 | 4 | 5 | 6630 | Yes |  |  |  | 0 | 0.45 | 0.45
10 | 4 | 6 | 6631 | Yes |  |  |  | 0 | 0.58 | 0.58
10 | 4 | 7 | 6632 | Yes |  |  |  | 0 | 0.7 | 0.7
10 | 4 | 8 | 6633 | Yes |  |  |  | 0 | 0.85 | 0.85
10 | 4 | 9 | 6634 | Yes |  |  |  | 0 | 1.03 | 1.03
10 | 4 | 10 | 6635 | Yes |  |  |  | 0 | 0.99 | 0.99
10 | 4 | 11 | 6636 | Yes |  |  |  | 0 | 0.92 | 0.92
10 | 4 | 12 | 6637 | Yes |  |  |  | 0 | 0.95 | 0.95
10 | 4 | 13 | 6638 | Yes |  |  |  | 0 | 1 | 1
10 | 4 | 14 | 6639 | Yes |  |  |  | 0 | 1.02 | 1.02
10 | 4 | 15 | 6640 | Yes |  |  |  | 0 | 1.03 | 1.03
10 | 4 | 16 | 6641 | Yes |  |  |  | 0 | 1.05 | 1.05
10 | 4 | 17 | 6642 | Yes |  |  |  | 0 | 0.85 | 0.85
10 | 4 | 18 | 6643 | Yes |  |  |  | 0 | 0.7 | 0.7
10 | 4 | 19 | 6644 | Yes |  |  |  | 0 | 0.55 | 0.55
10 | 4 | 20 | 6645 | Yes |  |  |  | 0 | 0.35 | 0.35
10 | 4 | 21 | 6646 | Yes |  |  |  | 0 | 0.2 | 0.2
10 | 4 | 22 | 6647 | Yes |  |  |  | 0 | 0.2 | 0.2
10 | 4 | 23 | 6648 | Yes |  |  |  | 0 | 0.2 | 0.2
10 | 5 | 0 | 6649 | Yes |  |  |  | 0 | 0.2 | 0.2
10 | 5 | 1 | 6650 | Yes |  |  |  | 0 | 0.2 | 0.2
10 | 5 | 2 | 6651 | Yes |  |  |  | 0 | 0.2 | 0.2
10 | 5 | 3 | 6652 | Yes |  |  |  | 0 | 0.2 | 0.2
10 | 5 | 4 | 6653 | Yes |  |  |  | 0 | 0.3 | 0.3
10 | 5 | 5 | 6654 | Yes |  |  |  | 0 | 0.45 | 0.45
10 | 5 | 6 | 6655 | Yes |  |  |  | 0 | 0.58 | 0.58
10 | 5 | 7 | 6656 | Yes |  |  |  | 0 | 0.7 | 0.7
10 | 5 | 8 | 6657 | Yes |  |  |  | 0 | 0.85 | 0.85
10 | 5 | 9 | 6658 | Yes |  |  |  | 0 | 1.03 | 1.03
10 | 5 | 10 | 6659 | Yes |  |  |  | 0 | 0.99 | 0.99
10 | 5 | 11 | 6660 | Yes |  |  |  | 0 | 0.92 | 0.92
10 | 5 | 12 | 6661 | Yes |  |  |  | 0 | 0.95 | 0.95
10 | 5 | 13 | 6662 | Yes |  |  |  | 0 | 1 | 1
10 | 5 | 14 | 6663 | Yes |  |  |  | 0 | 1.02 | 1.02
10 | 5 | 15 | 6664 | Yes |  |  |  | 0 | 1.03 | 1.03
10 | 5 | 16 | 6665 | Yes |  |  |  | 0 | 1.05 | 1.05
10 | 5 | 17 | 6666 | Yes |  |  |  | 0 | 0.85 | 0.85
10 | 5 | 18 | 6667 | Yes |  |  |  | 0 | 0.7 | 0.7
10 | 5 | 19 | 6668 | Yes |  |  |  | 0 | 0.55 | 0.55
10 | 5 | 20 | 6669 | Yes |  |  |  | 0 | 0.35 | 0.35
10 | 5 | 21 | 6670 | Yes |  |  |  | 0 | 0.2 | 0.2
10 | 5 | 22 | 6671 | Yes |  |  |  | 0 | 0.2 | 0.2
10 | 5 | 23 | 6672 | Yes |  |  |  | 0 | 0.2 | 0.2
10 | 6 | 0 | 6673 | Yes |  |  |  | 0 | 0.2 | 0.2
10 | 6 | 1 | 6674 | Yes |  |  |  | 0 | 0.2 | 0.2
10 | 6 | 2 | 6675 | Yes |  |  |  | 0 | 0.2 | 0.2
10 | 6 | 3 | 6676 | Yes |  |  |  | 0 | 0.2 | 0.2
10 | 6 | 4 | 6677 | Yes |  |  |  | 0 | 0.3 | 0.3
10 | 6 | 5 | 6678 | Yes |  |  |  | 0 | 0.45 | 0.45
10 | 6 | 6 | 6679 | Yes |  |  |  | 0 | 0.58 | 0.58
10 | 6 | 7 | 6680 | Yes |  |  |  | 0 | 0.7 | 0.7
10 | 6 | 8 | 6681 | Yes |  |  |  | 0 | 0.85 | 0.85
10 | 6 | 9 | 6682 | Yes |  |  |  | 0 | 1.03 | 1.03
10 | 6 | 10 | 6683 | Yes |  |  |  | 0 | 0.99 | 0.99
10 | 6 | 11 | 6684 | Yes |  |  |  | 0 | 0.92 | 0.92
10 | 6 | 12 | 6685 | Yes |  |  |  | 0 | 0.95 | 0.95
10 | 6 | 13 | 6686 | Yes |  |  |  | 0 | 1 | 1
10 | 6 | 14 | 6687 | Yes |  |  |  | 0 | 1.02 | 1.02
10 | 6 | 15 | 6688 | Yes |  |  |  | 0 | 1.03 | 1.03
10 | 6 | 16 | 6689 | Yes |  |  |  | 0 | 1.05 | 1.05
10 | 6 | 17 | 6690 | Yes |  |  |  | 0 | 0.85 | 0.85
10 | 6 | 18 | 6691 | Yes |  |  |  | 0 | 0.7 | 0.7
10 | 6 | 19 | 6692 | Yes |  |  |  | 0 | 0.55 | 0.55
10 | 6 | 20 | 6693 | Yes |  |  |  | 0 | 0.35 | 0.35
10 | 6 | 21 | 6694 | Yes |  |  |  | 0 | 0.2 | 0.2
10 | 6 | 22 | 6695 | Yes |  |  |  | 0 | 0.2 | 0.2
10 | 6 | 23 | 6696 | Yes |  |  |  | 0 | 0.2 | 0.2
10 | 7 | 0 | 6697 | Saturday |  |  |  | 0 | 0.2 | 0.2
10 | 7 | 1 | 6698 | Saturday |  |  |  | 0 | 0.2 | 0.2
10 | 7 | 2 | 6699 | Saturday |  |  |  | 0 | 0.2 | 0.2
10 | 7 | 3 | 6700 | Saturday |  |  |  | 0 | 0.2 | 0.2
10 | 7 | 4 | 6701 | Saturday |  |  |  | 0 | 0.3 | 0.3
10 | 7 | 5 | 6702 | Saturday |  |  |  | 0 | 0.45 | 0.45
10 | 7 | 6 | 6703 | Saturday |  |  |  | 0 | 0.58 | 0.58
10 | 7 | 7 | 6704 | Saturday |  |  |  | 0 | 0.7 | 0.7
10 | 7 | 8 | 6705 | Saturday |  |  |  | 0 | 0.85 | 0.85
10 | 7 | 9 | 6706 | Saturday |  |  |  | 0 | 1.03 | 1.03
10 | 7 | 10 | 6707 | Saturday |  |  |  | 0 | 0.99 | 0.99
10 | 7 | 11 | 6708 | Saturday |  |  |  | 0 | 0.92 | 0.92
10 | 7 | 12 | 6709 | Saturday |  |  |  | 0 | 0.95 | 0.95
10 | 7 | 13 | 6710 | Saturday |  |  |  | 0 | 1 | 1
10 | 7 | 14 | 6711 | Saturday |  |  |  | 0 | 1.02 | 1.02
10 | 7 | 15 | 6712 | Saturday |  |  |  | 0 | 1.03 | 1.03
10 | 7 | 16 | 6713 | Saturday |  |  |  | 0 | 1.05 | 1.05
10 | 7 | 17 | 6714 | Saturday |  |  |  | 0 | 0.85 | 0.85
10 | 7 | 18 | 6715 | Saturday |  |  |  | 0 | 0.7 | 0.7
10 | 7 | 19 | 6716 | Saturday |  |  |  | 0 | 0.55 | 0.55
10 | 7 | 20 | 6717 | Saturday |  |  |  | 0 | 0.35 | 0.35
10 | 7 | 21 | 6718 | Saturday |  |  |  | 0 | 0.2 | 0.2
10 | 7 | 22 | 6719 | Saturday |  |  |  | 0 | 0.2 | 0.2
10 | 7 | 23 | 6720 | Saturday |  |  |  | 0 | 0.2 | 0.2
10 | 8 | 0 | 6721 | Sunday |  |  |  | 0 | 0.2 | 0.2
10 | 8 | 1 | 6722 | Sunday |  |  |  | 0 | 0.2 | 0.2
10 | 8 | 2 | 6723 | Sunday |  |  |  | 0 | 0.2 | 0.2
10 | 8 | 3 | 6724 | Sunday |  |  |  | 0 | 0.2 | 0.2
10 | 8 | 4 | 6725 | Sunday |  |  |  | 0 | 0.3 | 0.3
10 | 8 | 5 | 6726 | Sunday |  |  |  | 0 | 0.45 | 0.45
10 | 8 | 6 | 6727 | Sunday |  |  |  | 0 | 0.58 | 0.58
10 | 8 | 7 | 6728 | Sunday |  |  |  | 0 | 0.7 | 0.7
10 | 8 | 8 | 6729 | Sunday |  |  |  | 0 | 0.85 | 0.85
10 | 8 | 9 | 6730 | Sunday |  |  |  | 0 | 1.03 | 1.03
10 | 8 | 10 | 6731 | Sunday |  |  |  | 0 | 0.99 | 0.99
10 | 8 | 11 | 6732 | Sunday |  |  |  | 0 | 0.92 | 0.92
10 | 8 | 12 | 6733 | Sunday |  |  |  | 0 | 0.95 | 0.95
10 | 8 | 13 | 6734 | Sunday |  |  |  | 0 | 1 | 1
10 | 8 | 14 | 6735 | Sunday |  |  |  | 0 | 1.02 | 1.02
10 | 8 | 15 | 6736 | Sunday |  |  |  | 0 | 1.03 | 1.03
10 | 8 | 16 | 6737 | Sunday |  |  |  | 0 | 1.05 | 1.05
10 | 8 | 17 | 6738 | Sunday |  |  |  | 0 | 0.85 | 0.85
10 | 8 | 18 | 6739 | Sunday |  |  |  | 0 | 0.7 | 0.7
10 | 8 | 19 | 6740 | Sunday |  |  |  | 0 | 0.55 | 0.55
10 | 8 | 20 | 6741 | Sunday |  |  |  | 0 | 0.35 | 0.35
10 | 8 | 21 | 6742 | Sunday |  |  |  | 0 | 0.2 | 0.2
10 | 8 | 22 | 6743 | Sunday |  |  |  | 0 | 0.2 | 0.2
10 | 8 | 23 | 6744 | Sunday |  |  |  | 0 | 0.2 | 0.2
10 | 9 | 0 | 6745 | Yes |  |  |  | 0 | 0.2 | 0.2
10 | 9 | 1 | 6746 | Yes |  |  |  | 0 | 0.2 | 0.2
10 | 9 | 2 | 6747 | Yes |  |  |  | 0 | 0.2 | 0.2
10 | 9 | 3 | 6748 | Yes |  |  |  | 0 | 0.2 | 0.2
10 | 9 | 4 | 6749 | Yes |  |  |  | 0 | 0.3 | 0.3
10 | 9 | 5 | 6750 | Yes |  |  |  | 0 | 0.45 | 0.45
10 | 9 | 6 | 6751 | Yes |  |  |  | 0 | 0.58 | 0.58
10 | 9 | 7 | 6752 | Yes |  |  |  | 0 | 0.7 | 0.7
10 | 9 | 8 | 6753 | Yes |  |  |  | 0 | 0.85 | 0.85
10 | 9 | 9 | 6754 | Yes |  |  |  | 0 | 1.03 | 1.03
10 | 9 | 10 | 6755 | Yes |  |  |  | 0 | 0.99 | 0.99
10 | 9 | 11 | 6756 | Yes |  |  |  | 0 | 0.92 | 0.92
10 | 9 | 12 | 6757 | Yes |  |  |  | 0 | 0.95 | 0.95
10 | 9 | 13 | 6758 | Yes |  |  |  | 0 | 1 | 1
10 | 9 | 14 | 6759 | Yes |  |  |  | 0 | 1.02 | 1.02
10 | 9 | 15 | 6760 | Yes |  |  |  | 0 | 1.03 | 1.03
10 | 9 | 16 | 6761 | Yes |  |  |  | 0 | 1.05 | 1.05
10 | 9 | 17 | 6762 | Yes |  |  |  | 0 | 0.85 | 0.85
10 | 9 | 18 | 6763 | Yes |  |  |  | 0 | 0.7 | 0.7
10 | 9 | 19 | 6764 | Yes |  |  |  | 0 | 0.55 | 0.55
10 | 9 | 20 | 6765 | Yes |  |  |  | 0 | 0.35 | 0.35
10 | 9 | 21 | 6766 | Yes |  |  |  | 0 | 0.2 | 0.2
10 | 9 | 22 | 6767 | Yes |  |  |  | 0 | 0.2 | 0.2
10 | 9 | 23 | 6768 | Yes |  |  |  | 0 | 0.2 | 0.2
10 | 10 | 0 | 6769 | Yes |  |  |  | 0 | 0.2 | 0.2
10 | 10 | 1 | 6770 | Yes |  |  |  | 0 | 0.2 | 0.2
10 | 10 | 2 | 6771 | Yes |  |  |  | 0 | 0.2 | 0.2
10 | 10 | 3 | 6772 | Yes |  |  |  | 0 | 0.2 | 0.2
10 | 10 | 4 | 6773 | Yes |  |  |  | 0 | 0.3 | 0.3
10 | 10 | 5 | 6774 | Yes |  |  |  | 0 | 0.45 | 0.45
10 | 10 | 6 | 6775 | Yes |  |  |  | 0 | 0.58 | 0.58
10 | 10 | 7 | 6776 | Yes |  |  |  | 0 | 0.7 | 0.7
10 | 10 | 8 | 6777 | Yes |  |  |  | 0 | 0.85 | 0.85
10 | 10 | 9 | 6778 | Yes |  |  |  | 0 | 1.03 | 1.03
10 | 10 | 10 | 6779 | Yes |  |  |  | 0 | 0.99 | 0.99
10 | 10 | 11 | 6780 | Yes |  |  |  | 0 | 0.92 | 0.92
10 | 10 | 12 | 6781 | Yes |  |  |  | 0 | 0.95 | 0.95
10 | 10 | 13 | 6782 | Yes |  |  |  | 0 | 1 | 1
10 | 10 | 14 | 6783 | Yes |  |  |  | 0 | 1.02 | 1.02
10 | 10 | 15 | 6784 | Yes |  |  |  | 0 | 1.03 | 1.03
10 | 10 | 16 | 6785 | Yes |  |  |  | 0 | 1.05 | 1.05
10 | 10 | 17 | 6786 | Yes |  |  |  | 0 | 0.85 | 0.85
10 | 10 | 18 | 6787 | Yes |  |  |  | 0 | 0.7 | 0.7
10 | 10 | 19 | 6788 | Yes |  |  |  | 0 | 0.55 | 0.55
10 | 10 | 20 | 6789 | Yes |  |  |  | 0 | 0.35 | 0.35
10 | 10 | 21 | 6790 | Yes |  |  |  | 0 | 0.2 | 0.2
10 | 10 | 22 | 6791 | Yes |  |  |  | 0 | 0.2 | 0.2
10 | 10 | 23 | 6792 | Yes |  |  |  | 0 | 0.2 | 0.2
10 | 11 | 0 | 6793 | Yes |  |  |  | 0 | 0.2 | 0.2
10 | 11 | 1 | 6794 | Yes |  |  |  | 0 | 0.2 | 0.2
10 | 11 | 2 | 6795 | Yes |  |  |  | 0 | 0.2 | 0.2
10 | 11 | 3 | 6796 | Yes |  |  |  | 0 | 0.2 | 0.2
10 | 11 | 4 | 6797 | Yes |  |  |  | 0 | 0.3 | 0.3
10 | 11 | 5 | 6798 | Yes |  |  |  | 0 | 0.45 | 0.45
10 | 11 | 6 | 6799 | Yes |  |  |  | 0 | 0.58 | 0.58
10 | 11 | 7 | 6800 | Yes |  |  |  | 0 | 0.7 | 0.7
10 | 11 | 8 | 6801 | Yes |  |  |  | 0 | 0.85 | 0.85
10 | 11 | 9 | 6802 | Yes |  |  |  | 0 | 1.03 | 1.03
10 | 11 | 10 | 6803 | Yes |  |  |  | 0 | 0.99 | 0.99
10 | 11 | 11 | 6804 | Yes |  |  |  | 0 | 0.92 | 0.92
10 | 11 | 12 | 6805 | Yes |  |  |  | 0 | 0.95 | 0.95
10 | 11 | 13 | 6806 | Yes |  |  |  | 0 | 1 | 1
10 | 11 | 14 | 6807 | Yes |  |  |  | 0 | 1.02 | 1.02
10 | 11 | 15 | 6808 | Yes |  |  |  | 0 | 1.03 | 1.03
10 | 11 | 16 | 6809 | Yes |  |  |  | 0 | 1.05 | 1.05
10 | 11 | 17 | 6810 | Yes |  |  |  | 0 | 0.85 | 0.85
10 | 11 | 18 | 6811 | Yes |  |  |  | 0 | 0.7 | 0.7
10 | 11 | 19 | 6812 | Yes |  |  |  | 0 | 0.55 | 0.55
10 | 11 | 20 | 6813 | Yes |  |  |  | 0 | 0.35 | 0.35
10 | 11 | 21 | 6814 | Yes |  |  |  | 0 | 0.2 | 0.2
10 | 11 | 22 | 6815 | Yes |  |  |  | 0 | 0.2 | 0.2
10 | 11 | 23 | 6816 | Yes |  |  |  | 0 | 0.2 | 0.2
10 | 12 | 0 | 6817 | Yes |  |  |  | 0 | 0.2 | 0.2
10 | 12 | 1 | 6818 | Yes |  |  |  | 0 | 0.2 | 0.2
10 | 12 | 2 | 6819 | Yes |  |  |  | 0 | 0.2 | 0.2
10 | 12 | 3 | 6820 | Yes |  |  |  | 0 | 0.2 | 0.2
10 | 12 | 4 | 6821 | Yes |  |  |  | 0 | 0.3 | 0.3
10 | 12 | 5 | 6822 | Yes |  |  |  | 0 | 0.45 | 0.45
10 | 12 | 6 | 6823 | Yes |  |  |  | 0 | 0.58 | 0.58
10 | 12 | 7 | 6824 | Yes |  |  |  | 0 | 0.7 | 0.7
10 | 12 | 8 | 6825 | Yes |  |  |  | 0 | 0.85 | 0.85
10 | 12 | 9 | 6826 | Yes |  |  |  | 0 | 1.03 | 1.03
10 | 12 | 10 | 6827 | Yes |  |  |  | 0 | 0.99 | 0.99
10 | 12 | 11 | 6828 | Yes |  |  |  | 0 | 0.92 | 0.92
10 | 12 | 12 | 6829 | Yes |  |  |  | 0 | 0.95 | 0.95
10 | 12 | 13 | 6830 | Yes |  |  |  | 0 | 1 | 1
10 | 12 | 14 | 6831 | Yes |  |  |  | 0 | 1.02 | 1.02
10 | 12 | 15 | 6832 | Yes |  |  |  | 0 | 1.03 | 1.03
10 | 12 | 16 | 6833 | Yes |  |  |  | 0 | 1.05 | 1.05
10 | 12 | 17 | 6834 | Yes |  |  |  | 0 | 0.85 | 0.85
10 | 12 | 18 | 6835 | Yes |  |  |  | 0 | 0.7 | 0.7
10 | 12 | 19 | 6836 | Yes |  |  |  | 0 | 0.55 | 0.55
10 | 12 | 20 | 6837 | Yes |  |  |  | 0 | 0.35 | 0.35
10 | 12 | 21 | 6838 | Yes |  |  |  | 0 | 0.2 | 0.2
10 | 12 | 22 | 6839 | Yes |  |  |  | 0 | 0.2 | 0.2
10 | 12 | 23 | 6840 | Yes |  |  |  | 0 | 0.2 | 0.2
10 | 13 | 0 | 6841 | Yes |  |  |  | 0 | 0.2 | 0.2
10 | 13 | 1 | 6842 | Yes |  |  |  | 0 | 0.2 | 0.2
10 | 13 | 2 | 6843 | Yes |  |  |  | 0 | 0.2 | 0.2
10 | 13 | 3 | 6844 | Yes |  |  |  | 0 | 0.2 | 0.2
10 | 13 | 4 | 6845 | Yes |  |  |  | 0 | 0.3 | 0.3
10 | 13 | 5 | 6846 | Yes |  |  |  | 0 | 0.45 | 0.45
10 | 13 | 6 | 6847 | Yes |  |  |  | 0 | 0.58 | 0.58
10 | 13 | 7 | 6848 | Yes |  |  |  | 0 | 0.7 | 0.7
10 | 13 | 8 | 6849 | Yes |  |  |  | 0 | 0.85 | 0.85
10 | 13 | 9 | 6850 | Yes |  |  |  | 0 | 1.03 | 1.03
10 | 13 | 10 | 6851 | Yes |  |  |  | 0 | 0.99 | 0.99
10 | 13 | 11 | 6852 | Yes |  |  |  | 0 | 0.92 | 0.92
10 | 13 | 12 | 6853 | Yes |  |  |  | 0 | 0.95 | 0.95
10 | 13 | 13 | 6854 | Yes |  |  |  | 0 | 1 | 1
10 | 13 | 14 | 6855 | Yes |  |  |  | 0 | 1.02 | 1.02
10 | 13 | 15 | 6856 | Yes |  |  |  | 0 | 1.03 | 1.03
10 | 13 | 16 | 6857 | Yes |  |  |  | 0 | 1.05 | 1.05
10 | 13 | 17 | 6858 | Yes |  |  |  | 0 | 0.85 | 0.85
10 | 13 | 18 | 6859 | Yes |  |  |  | 0 | 0.7 | 0.7
10 | 13 | 19 | 6860 | Yes |  |  |  | 0 | 0.55 | 0.55
10 | 13 | 20 | 6861 | Yes |  |  |  | 0 | 0.35 | 0.35
10 | 13 | 21 | 6862 | Yes |  |  |  | 0 | 0.2 | 0.2
10 | 13 | 22 | 6863 | Yes |  |  |  | 0 | 0.2 | 0.2
10 | 13 | 23 | 6864 | Yes |  |  |  | 0 | 0.2 | 0.2
10 | 14 | 0 | 6865 | Saturday |  |  |  | 0 | 0.2 | 0.2
10 | 14 | 1 | 6866 | Saturday |  |  |  | 0 | 0.2 | 0.2
10 | 14 | 2 | 6867 | Saturday |  |  |  | 0 | 0.2 | 0.2
10 | 14 | 3 | 6868 | Saturday |  |  |  | 0 | 0.2 | 0.2
10 | 14 | 4 | 6869 | Saturday |  |  |  | 0 | 0.3 | 0.3
10 | 14 | 5 | 6870 | Saturday |  |  |  | 0 | 0.45 | 0.45
10 | 14 | 6 | 6871 | Saturday |  |  |  | 0 | 0.58 | 0.58
10 | 14 | 7 | 6872 | Saturday |  |  |  | 0 | 0.7 | 0.7
10 | 14 | 8 | 6873 | Saturday |  |  |  | 0 | 0.85 | 0.85
10 | 14 | 9 | 6874 | Saturday |  |  |  | 0 | 1.03 | 1.03
10 | 14 | 10 | 6875 | Saturday |  |  |  | 0 | 0.99 | 0.99
10 | 14 | 11 | 6876 | Saturday |  |  |  | 0 | 0.92 | 0.92
10 | 14 | 12 | 6877 | Saturday |  |  |  | 0 | 0.95 | 0.95
10 | 14 | 13 | 6878 | Saturday |  |  |  | 0 | 1 | 1
10 | 14 | 14 | 6879 | Saturday |  |  |  | 0 | 1.02 | 1.02
10 | 14 | 15 | 6880 | Saturday |  |  |  | 0 | 1.03 | 1.03
10 | 14 | 16 | 6881 | Saturday |  |  |  | 0 | 1.05 | 1.05
10 | 14 | 17 | 6882 | Saturday |  |  |  | 0 | 0.85 | 0.85
10 | 14 | 18 | 6883 | Saturday |  |  |  | 0 | 0.7 | 0.7
10 | 14 | 19 | 6884 | Saturday |  |  |  | 0 | 0.55 | 0.55
10 | 14 | 20 | 6885 | Saturday |  |  |  | 0 | 0.35 | 0.35
10 | 14 | 21 | 6886 | Saturday |  |  |  | 0 | 0.2 | 0.2
10 | 14 | 22 | 6887 | Saturday |  |  |  | 0 | 0.2 | 0.2
10 | 14 | 23 | 6888 | Saturday |  |  |  | 0 | 0.2 | 0.2
10 | 15 | 0 | 6889 | Sunday |  |  |  | 0 | 0.2 | 0.2
10 | 15 | 1 | 6890 | Sunday |  |  |  | 0 | 0.2 | 0.2
10 | 15 | 2 | 6891 | Sunday |  |  |  | 0 | 0.2 | 0.2
10 | 15 | 3 | 6892 | Sunday |  |  |  | 0 | 0.2 | 0.2
10 | 15 | 4 | 6893 | Sunday |  |  |  | 0 | 0.3 | 0.3
10 | 15 | 5 | 6894 | Sunday |  |  |  | 0 | 0.45 | 0.45
10 | 15 | 6 | 6895 | Sunday |  |  |  | 0 | 0.58 | 0.58
10 | 15 | 7 | 6896 | Sunday |  |  |  | 0 | 0.7 | 0.7
10 | 15 | 8 | 6897 | Sunday |  |  |  | 0 | 0.85 | 0.85
10 | 15 | 9 | 6898 | Sunday |  |  |  | 0 | 1.03 | 1.03
10 | 15 | 10 | 6899 | Sunday |  |  |  | 0 | 0.99 | 0.99
10 | 15 | 11 | 6900 | Sunday |  |  |  | 0 | 0.92 | 0.92
10 | 15 | 12 | 6901 | Sunday |  |  |  | 0 | 0.95 | 0.95
10 | 15 | 13 | 6902 | Sunday |  |  |  | 0 | 1 | 1
10 | 15 | 14 | 6903 | Sunday |  |  |  | 0 | 1.02 | 1.02
10 | 15 | 15 | 6904 | Sunday |  |  |  | 0 | 1.03 | 1.03
10 | 15 | 16 | 6905 | Sunday |  |  |  | 0 | 1.05 | 1.05
10 | 15 | 17 | 6906 | Sunday |  |  |  | 0 | 0.85 | 0.85
10 | 15 | 18 | 6907 | Sunday |  |  |  | 0 | 0.7 | 0.7
10 | 15 | 19 | 6908 | Sunday |  |  |  | 0 | 0.55 | 0.55
10 | 15 | 20 | 6909 | Sunday |  |  |  | 0 | 0.35 | 0.35
10 | 15 | 21 | 6910 | Sunday |  |  |  | 0 | 0.2 | 0.2
10 | 15 | 22 | 6911 | Sunday |  |  |  | 0 | 0.2 | 0.2
10 | 15 | 23 | 6912 | Sunday |  |  |  | 0 | 0.2 | 0.2
10 | 16 | 0 | 6913 | Yes |  |  |  | 0 | 0.2 | 0.2
10 | 16 | 1 | 6914 | Yes |  |  |  | 0 | 0.2 | 0.2
10 | 16 | 2 | 6915 | Yes |  |  |  | 0 | 0.2 | 0.2
10 | 16 | 3 | 6916 | Yes |  |  |  | 0 | 0.2 | 0.2
10 | 16 | 4 | 6917 | Yes |  |  |  | 0 | 0.3 | 0.3
10 | 16 | 5 | 6918 | Yes |  |  |  | 0 | 0.45 | 0.45
10 | 16 | 6 | 6919 | Yes |  |  |  | 0 | 0.58 | 0.58
10 | 16 | 7 | 6920 | Yes |  |  |  | 0 | 0.7 | 0.7
10 | 16 | 8 | 6921 | Yes |  |  |  | 0 | 0.85 | 0.85
10 | 16 | 9 | 6922 | Yes |  |  |  | 0 | 1.03 | 1.03
10 | 16 | 10 | 6923 | Yes |  |  |  | 0 | 0.99 | 0.99
10 | 16 | 11 | 6924 | Yes |  |  |  | 0 | 0.92 | 0.92
10 | 16 | 12 | 6925 | Yes |  |  |  | 0 | 0.95 | 0.95
10 | 16 | 13 | 6926 | Yes |  |  |  | 0 | 1 | 1
10 | 16 | 14 | 6927 | Yes |  |  |  | 0 | 1.02 | 1.02
10 | 16 | 15 | 6928 | Yes |  |  |  | 0 | 1.03 | 1.03
10 | 16 | 16 | 6929 | Yes |  |  |  | 0 | 1.05 | 1.05
10 | 16 | 17 | 6930 | Yes |  |  |  | 0 | 0.85 | 0.85
10 | 16 | 18 | 6931 | Yes |  |  |  | 0 | 0.7 | 0.7
10 | 16 | 19 | 6932 | Yes |  |  |  | 0 | 0.55 | 0.55
10 | 16 | 20 | 6933 | Yes |  |  |  | 0 | 0.35 | 0.35
10 | 16 | 21 | 6934 | Yes |  |  |  | 0 | 0.2 | 0.2
10 | 16 | 22 | 6935 | Yes |  |  |  | 0 | 0.2 | 0.2
10 | 16 | 23 | 6936 | Yes |  |  |  | 0 | 0.2 | 0.2
10 | 17 | 0 | 6937 | Yes |  |  |  | 0 | 0.2 | 0.2
10 | 17 | 1 | 6938 | Yes |  |  |  | 0 | 0.2 | 0.2
10 | 17 | 2 | 6939 | Yes |  |  |  | 0 | 0.2 | 0.2
10 | 17 | 3 | 6940 | Yes |  |  |  | 0 | 0.2 | 0.2
10 | 17 | 4 | 6941 | Yes |  |  |  | 0 | 0.3 | 0.3
10 | 17 | 5 | 6942 | Yes |  |  |  | 0 | 0.45 | 0.45
10 | 17 | 6 | 6943 | Yes |  |  |  | 0 | 0.58 | 0.58
10 | 17 | 7 | 6944 | Yes |  |  |  | 0 | 0.7 | 0.7
10 | 17 | 8 | 6945 | Yes |  |  |  | 0 | 0.85 | 0.85
10 | 17 | 9 | 6946 | Yes |  |  |  | 0 | 1.03 | 1.03
10 | 17 | 10 | 6947 | Yes |  |  |  | 0 | 0.99 | 0.99
10 | 17 | 11 | 6948 | Yes |  |  |  | 0 | 0.92 | 0.92
10 | 17 | 12 | 6949 | Yes |  |  |  | 0 | 0.95 | 0.95
10 | 17 | 13 | 6950 | Yes |  |  |  | 0 | 1 | 1
10 | 17 | 14 | 6951 | Yes |  |  |  | 0 | 1.02 | 1.02
10 | 17 | 15 | 6952 | Yes |  |  |  | 0 | 1.03 | 1.03
10 | 17 | 16 | 6953 | Yes |  |  |  | 0 | 1.05 | 1.05
10 | 17 | 17 | 6954 | Yes |  |  |  | 0 | 0.85 | 0.85
10 | 17 | 18 | 6955 | Yes |  |  |  | 0 | 0.7 | 0.7
10 | 17 | 19 | 6956 | Yes |  |  |  | 0 | 0.55 | 0.55
10 | 17 | 20 | 6957 | Yes |  |  |  | 0 | 0.35 | 0.35
10 | 17 | 21 | 6958 | Yes |  |  |  | 0 | 0.2 | 0.2
10 | 17 | 22 | 6959 | Yes |  |  |  | 0 | 0.2 | 0.2
10 | 17 | 23 | 6960 | Yes |  |  |  | 0 | 0.2 | 0.2
10 | 18 | 0 | 6961 | Yes |  |  |  | 0 | 0.2 | 0.2
10 | 18 | 1 | 6962 | Yes |  |  |  | 0 | 0.2 | 0.2
10 | 18 | 2 | 6963 | Yes |  |  |  | 0 | 0.2 | 0.2
10 | 18 | 3 | 6964 | Yes |  |  |  | 0 | 0.2 | 0.2
10 | 18 | 4 | 6965 | Yes |  |  |  | 0 | 0.3 | 0.3
10 | 18 | 5 | 6966 | Yes |  |  |  | 0 | 0.45 | 0.45
10 | 18 | 6 | 6967 | Yes |  |  |  | 0 | 0.58 | 0.58
10 | 18 | 7 | 6968 | Yes |  |  |  | 0 | 0.7 | 0.7
10 | 18 | 8 | 6969 | Yes |  |  |  | 0 | 0.85 | 0.85
10 | 18 | 9 | 6970 | Yes |  |  |  | 0 | 1.03 | 1.03
10 | 18 | 10 | 6971 | Yes |  |  |  | 0 | 0.99 | 0.99
10 | 18 | 11 | 6972 | Yes |  |  |  | 0 | 0.92 | 0.92
10 | 18 | 12 | 6973 | Yes |  |  |  | 0 | 0.95 | 0.95
10 | 18 | 13 | 6974 | Yes |  |  |  | 0 | 1 | 1
10 | 18 | 14 | 6975 | Yes |  |  |  | 0 | 1.02 | 1.02
10 | 18 | 15 | 6976 | Yes |  |  |  | 0 | 1.03 | 1.03
10 | 18 | 16 | 6977 | Yes |  |  |  | 0 | 1.05 | 1.05
10 | 18 | 17 | 6978 | Yes |  |  |  | 0 | 0.85 | 0.85
10 | 18 | 18 | 6979 | Yes |  |  |  | 0 | 0.7 | 0.7
10 | 18 | 19 | 6980 | Yes |  |  |  | 0 | 0.55 | 0.55
10 | 18 | 20 | 6981 | Yes |  |  |  | 0 | 0.35 | 0.35
10 | 18 | 21 | 6982 | Yes |  |  |  | 0 | 0.2 | 0.2
10 | 18 | 22 | 6983 | Yes |  |  |  | 0 | 0.2 | 0.2
10 | 18 | 23 | 6984 | Yes |  |  |  | 0 | 0.2 | 0.2
10 | 19 | 0 | 6985 | Yes |  |  |  | 0 | 0.2 | 0.2
10 | 19 | 1 | 6986 | Yes |  |  |  | 0 | 0.2 | 0.2
10 | 19 | 2 | 6987 | Yes |  |  |  | 0 | 0.2 | 0.2
10 | 19 | 3 | 6988 | Yes |  |  |  | 0 | 0.2 | 0.2
10 | 19 | 4 | 6989 | Yes |  |  |  | 0 | 0.3 | 0.3
10 | 19 | 5 | 6990 | Yes |  |  |  | 0 | 0.45 | 0.45
10 | 19 | 6 | 6991 | Yes |  |  |  | 0 | 0.58 | 0.58
10 | 19 | 7 | 6992 | Yes |  |  |  | 0 | 0.7 | 0.7
10 | 19 | 8 | 6993 | Yes |  |  |  | 0 | 0.85 | 0.85
10 | 19 | 9 | 6994 | Yes |  |  |  | 0 | 1.03 | 1.03
10 | 19 | 10 | 6995 | Yes |  |  |  | 0 | 0.99 | 0.99
10 | 19 | 11 | 6996 | Yes |  |  |  | 0 | 0.92 | 0.92
10 | 19 | 12 | 6997 | Yes |  |  |  | 0 | 0.95 | 0.95
10 | 19 | 13 | 6998 | Yes |  |  |  | 0 | 1 | 1
10 | 19 | 14 | 6999 | Yes |  |  |  | 0 | 1.02 | 1.02
10 | 19 | 15 | 7000 | Yes |  |  |  | 0 | 1.03 | 1.03
10 | 19 | 16 | 7001 | Yes |  |  |  | 0 | 1.05 | 1.05
10 | 19 | 17 | 7002 | Yes |  |  |  | 0 | 0.85 | 0.85
10 | 19 | 18 | 7003 | Yes |  |  |  | 0 | 0.7 | 0.7
10 | 19 | 19 | 7004 | Yes |  |  |  | 0 | 0.55 | 0.55
10 | 19 | 20 | 7005 | Yes |  |  |  | 0 | 0.35 | 0.35
10 | 19 | 21 | 7006 | Yes |  |  |  | 0 | 0.2 | 0.2
10 | 19 | 22 | 7007 | Yes |  |  |  | 0 | 0.2 | 0.2
10 | 19 | 23 | 7008 | Yes |  |  |  | 0 | 0.2 | 0.2
10 | 20 | 0 | 7009 | Yes |  |  |  | 0 | 0.2 | 0.2
10 | 20 | 1 | 7010 | Yes |  |  |  | 0 | 0.2 | 0.2
10 | 20 | 2 | 7011 | Yes |  |  |  | 0 | 0.2 | 0.2
10 | 20 | 3 | 7012 | Yes |  |  |  | 0 | 0.2 | 0.2
10 | 20 | 4 | 7013 | Yes |  |  |  | 0 | 0.3 | 0.3
10 | 20 | 5 | 7014 | Yes |  |  |  | 0 | 0.45 | 0.45
10 | 20 | 6 | 7015 | Yes |  |  |  | 0 | 0.58 | 0.58
10 | 20 | 7 | 7016 | Yes |  |  |  | 0 | 0.7 | 0.7
10 | 20 | 8 | 7017 | Yes |  |  |  | 0 | 0.85 | 0.85
10 | 20 | 9 | 7018 | Yes |  |  |  | 0 | 1.03 | 1.03
10 | 20 | 10 | 7019 | Yes |  |  |  | 0 | 0.99 | 0.99
10 | 20 | 11 | 7020 | Yes |  |  |  | 0 | 0.92 | 0.92
10 | 20 | 12 | 7021 | Yes |  |  |  | 0 | 0.95 | 0.95
10 | 20 | 13 | 7022 | Yes |  |  |  | 0 | 1 | 1
10 | 20 | 14 | 7023 | Yes |  |  |  | 0 | 1.02 | 1.02
10 | 20 | 15 | 7024 | Yes |  |  |  | 0 | 1.03 | 1.03
10 | 20 | 16 | 7025 | Yes |  |  |  | 0 | 1.05 | 1.05
10 | 20 | 17 | 7026 | Yes |  |  |  | 0 | 0.85 | 0.85
10 | 20 | 18 | 7027 | Yes |  |  |  | 0 | 0.7 | 0.7
10 | 20 | 19 | 7028 | Yes |  |  |  | 0 | 0.55 | 0.55
10 | 20 | 20 | 7029 | Yes |  |  |  | 0 | 0.35 | 0.35
10 | 20 | 21 | 7030 | Yes |  |  |  | 0 | 0.2 | 0.2
10 | 20 | 22 | 7031 | Yes |  |  |  | 0 | 0.2 | 0.2
10 | 20 | 23 | 7032 | Yes |  |  |  | 0 | 0.2 | 0.2
10 | 21 | 0 | 7033 | Saturday |  |  |  | 0 | 0.2 | 0.2
10 | 21 | 1 | 7034 | Saturday |  |  |  | 0 | 0.2 | 0.2
10 | 21 | 2 | 7035 | Saturday |  |  |  | 0 | 0.2 | 0.2
10 | 21 | 3 | 7036 | Saturday |  |  |  | 0 | 0.2 | 0.2
10 | 21 | 4 | 7037 | Saturday |  |  |  | 0 | 0.3 | 0.3
10 | 21 | 5 | 7038 | Saturday |  |  |  | 0 | 0.45 | 0.45
10 | 21 | 6 | 7039 | Saturday |  |  |  | 0 | 0.58 | 0.58
10 | 21 | 7 | 7040 | Saturday |  |  |  | 0 | 0.7 | 0.7
10 | 21 | 8 | 7041 | Saturday |  |  |  | 0 | 0.85 | 0.85
10 | 21 | 9 | 7042 | Saturday |  |  |  | 0 | 1.03 | 1.03
10 | 21 | 10 | 7043 | Saturday |  |  |  | 0 | 0.99 | 0.99
10 | 21 | 11 | 7044 | Saturday |  |  |  | 0 | 0.92 | 0.92
10 | 21 | 12 | 7045 | Saturday |  |  |  | 0 | 0.95 | 0.95
10 | 21 | 13 | 7046 | Saturday |  |  |  | 0 | 1 | 1
10 | 21 | 14 | 7047 | Saturday |  |  |  | 0 | 1.02 | 1.02
10 | 21 | 15 | 7048 | Saturday |  |  |  | 0 | 1.03 | 1.03
10 | 21 | 16 | 7049 | Saturday |  |  |  | 0 | 1.05 | 1.05
10 | 21 | 17 | 7050 | Saturday |  |  |  | 0 | 0.85 | 0.85
10 | 21 | 18 | 7051 | Saturday |  |  |  | 0 | 0.7 | 0.7
10 | 21 | 19 | 7052 | Saturday |  |  |  | 0 | 0.55 | 0.55
10 | 21 | 20 | 7053 | Saturday |  |  |  | 0 | 0.35 | 0.35
10 | 21 | 21 | 7054 | Saturday |  |  |  | 0 | 0.2 | 0.2
10 | 21 | 22 | 7055 | Saturday |  |  |  | 0 | 0.2 | 0.2
10 | 21 | 23 | 7056 | Saturday |  |  |  | 0 | 0.2 | 0.2
10 | 22 | 0 | 7057 | Sunday |  |  |  | 0 | 0.2 | 0.2
10 | 22 | 1 | 7058 | Sunday |  |  |  | 0 | 0.2 | 0.2
10 | 22 | 2 | 7059 | Sunday |  |  |  | 0 | 0.2 | 0.2
10 | 22 | 3 | 7060 | Sunday |  |  |  | 0 | 0.2 | 0.2
10 | 22 | 4 | 7061 | Sunday |  |  |  | 0 | 0.3 | 0.3
10 | 22 | 5 | 7062 | Sunday |  |  |  | 0 | 0.45 | 0.45
10 | 22 | 6 | 7063 | Sunday |  |  |  | 0 | 0.58 | 0.58
10 | 22 | 7 | 7064 | Sunday |  |  |  | 0 | 0.7 | 0.7
10 | 22 | 8 | 7065 | Sunday |  |  |  | 0 | 0.85 | 0.85
10 | 22 | 9 | 7066 | Sunday |  |  |  | 0 | 1.03 | 1.03
10 | 22 | 10 | 7067 | Sunday |  |  |  | 0 | 0.99 | 0.99
10 | 22 | 11 | 7068 | Sunday |  |  |  | 0 | 0.92 | 0.92
10 | 22 | 12 | 7069 | Sunday |  |  |  | 0 | 0.95 | 0.95
10 | 22 | 13 | 7070 | Sunday |  |  |  | 0 | 1 | 1
10 | 22 | 14 | 7071 | Sunday |  |  |  | 0 | 1.02 | 1.02
10 | 22 | 15 | 7072 | Sunday |  |  |  | 0 | 1.03 | 1.03
10 | 22 | 16 | 7073 | Sunday |  |  |  | 0 | 1.05 | 1.05
10 | 22 | 17 | 7074 | Sunday |  |  |  | 0 | 0.85 | 0.85
10 | 22 | 18 | 7075 | Sunday |  |  |  | 0 | 0.7 | 0.7
10 | 22 | 19 | 7076 | Sunday |  |  |  | 0 | 0.55 | 0.55
10 | 22 | 20 | 7077 | Sunday |  |  |  | 0 | 0.35 | 0.35
10 | 22 | 21 | 7078 | Sunday |  |  |  | 0 | 0.2 | 0.2
10 | 22 | 22 | 7079 | Sunday |  |  |  | 0 | 0.2 | 0.2
10 | 22 | 23 | 7080 | Sunday |  |  |  | 0 | 0.2 | 0.2
10 | 23 | 0 | 7081 | Yes |  |  |  | 0 | 0.2 | 0.2
10 | 23 | 1 | 7082 | Yes |  |  |  | 0 | 0.2 | 0.2
10 | 23 | 2 | 7083 | Yes |  |  |  | 0 | 0.2 | 0.2
10 | 23 | 3 | 7084 | Yes |  |  |  | 0 | 0.2 | 0.2
10 | 23 | 4 | 7085 | Yes |  |  |  | 0 | 0.3 | 0.3
10 | 23 | 5 | 7086 | Yes |  |  |  | 0 | 0.45 | 0.45
10 | 23 | 6 | 7087 | Yes |  |  |  | 0 | 0.58 | 0.58
10 | 23 | 7 | 7088 | Yes |  |  |  | 0 | 0.7 | 0.7
10 | 23 | 8 | 7089 | Yes |  |  |  | 0 | 0.85 | 0.85
10 | 23 | 9 | 7090 | Yes |  |  |  | 0 | 1.03 | 1.03
10 | 23 | 10 | 7091 | Yes |  |  |  | 0 | 0.99 | 0.99
10 | 23 | 11 | 7092 | Yes |  |  |  | 0 | 0.92 | 0.92
10 | 23 | 12 | 7093 | Yes |  |  |  | 0 | 0.95 | 0.95
10 | 23 | 13 | 7094 | Yes |  |  |  | 0 | 1 | 1
10 | 23 | 14 | 7095 | Yes |  |  |  | 0 | 1.02 | 1.02
10 | 23 | 15 | 7096 | Yes |  |  |  | 0 | 1.03 | 1.03
10 | 23 | 16 | 7097 | Yes |  |  |  | 0 | 1.05 | 1.05
10 | 23 | 17 | 7098 | Yes |  |  |  | 0 | 0.85 | 0.85
10 | 23 | 18 | 7099 | Yes |  |  |  | 0 | 0.7 | 0.7
10 | 23 | 19 | 7100 | Yes |  |  |  | 0 | 0.55 | 0.55
10 | 23 | 20 | 7101 | Yes |  |  |  | 0 | 0.35 | 0.35
10 | 23 | 21 | 7102 | Yes |  |  |  | 0 | 0.2 | 0.2
10 | 23 | 22 | 7103 | Yes |  |  |  | 0 | 0.2 | 0.2
10 | 23 | 23 | 7104 | Yes |  |  |  | 0 | 0.2 | 0.2
10 | 24 | 0 | 7105 | Yes |  |  |  | 0 | 0.2 | 0.2
10 | 24 | 1 | 7106 | Yes |  |  |  | 0 | 0.2 | 0.2
10 | 24 | 2 | 7107 | Yes |  |  |  | 0 | 0.2 | 0.2
10 | 24 | 3 | 7108 | Yes |  |  |  | 0 | 0.2 | 0.2
10 | 24 | 4 | 7109 | Yes |  |  |  | 0 | 0.3 | 0.3
10 | 24 | 5 | 7110 | Yes |  |  |  | 0 | 0.45 | 0.45
10 | 24 | 6 | 7111 | Yes |  |  |  | 0 | 0.58 | 0.58
10 | 24 | 7 | 7112 | Yes |  |  |  | 0 | 0.7 | 0.7
10 | 24 | 8 | 7113 | Yes |  |  |  | 0 | 0.85 | 0.85
10 | 24 | 9 | 7114 | Yes |  |  |  | 0 | 1.03 | 1.03
10 | 24 | 10 | 7115 | Yes |  |  |  | 0 | 0.99 | 0.99
10 | 24 | 11 | 7116 | Yes |  |  |  | 0 | 0.92 | 0.92
10 | 24 | 12 | 7117 | Yes |  |  |  | 0 | 0.95 | 0.95
10 | 24 | 13 | 7118 | Yes |  |  |  | 0 | 1 | 1
10 | 24 | 14 | 7119 | Yes |  |  |  | 0 | 1.02 | 1.02
10 | 24 | 15 | 7120 | Yes |  |  |  | 0 | 1.03 | 1.03
10 | 24 | 16 | 7121 | Yes |  |  |  | 0 | 1.05 | 1.05
10 | 24 | 17 | 7122 | Yes |  |  |  | 0 | 0.85 | 0.85
10 | 24 | 18 | 7123 | Yes |  |  |  | 0 | 0.7 | 0.7
10 | 24 | 19 | 7124 | Yes |  |  |  | 0 | 0.55 | 0.55
10 | 24 | 20 | 7125 | Yes |  |  |  | 0 | 0.35 | 0.35
10 | 24 | 21 | 7126 | Yes |  |  |  | 0 | 0.2 | 0.2
10 | 24 | 22 | 7127 | Yes |  |  |  | 0 | 0.2 | 0.2
10 | 24 | 23 | 7128 | Yes |  |  |  | 0 | 0.2 | 0.2
10 | 25 | 0 | 7129 | Yes |  |  |  | 0 | 0.2 | 0.2
10 | 25 | 1 | 7130 | Yes |  |  |  | 0 | 0.2 | 0.2
10 | 25 | 2 | 7131 | Yes |  |  |  | 0 | 0.2 | 0.2
10 | 25 | 3 | 7132 | Yes |  |  |  | 0 | 0.2 | 0.2
10 | 25 | 4 | 7133 | Yes |  |  |  | 0 | 0.3 | 0.3
10 | 25 | 5 | 7134 | Yes |  |  |  | 0 | 0.45 | 0.45
10 | 25 | 6 | 7135 | Yes |  |  |  | 0 | 0.58 | 0.58
10 | 25 | 7 | 7136 | Yes |  |  |  | 0 | 0.7 | 0.7
10 | 25 | 8 | 7137 | Yes |  |  |  | 0 | 0.85 | 0.85
10 | 25 | 9 | 7138 | Yes |  |  |  | 0 | 1.03 | 1.03
10 | 25 | 10 | 7139 | Yes |  |  |  | 0 | 0.99 | 0.99
10 | 25 | 11 | 7140 | Yes |  |  |  | 0 | 0.92 | 0.92
10 | 25 | 12 | 7141 | Yes |  |  |  | 0 | 0.95 | 0.95
10 | 25 | 13 | 7142 | Yes |  |  |  | 0 | 1 | 1
10 | 25 | 14 | 7143 | Yes |  |  |  | 0 | 1.02 | 1.02
10 | 25 | 15 | 7144 | Yes |  |  |  | 0 | 1.03 | 1.03
10 | 25 | 16 | 7145 | Yes |  |  |  | 0 | 1.05 | 1.05
10 | 25 | 17 | 7146 | Yes |  |  |  | 0 | 0.85 | 0.85
10 | 25 | 18 | 7147 | Yes |  |  |  | 0 | 0.7 | 0.7
10 | 25 | 19 | 7148 | Yes |  |  |  | 0 | 0.55 | 0.55
10 | 25 | 20 | 7149 | Yes |  |  |  | 0 | 0.35 | 0.35
10 | 25 | 21 | 7150 | Yes |  |  |  | 0 | 0.2 | 0.2
10 | 25 | 22 | 7151 | Yes |  |  |  | 0 | 0.2 | 0.2
10 | 25 | 23 | 7152 | Yes |  |  |  | 0 | 0.2 | 0.2
10 | 26 | 0 | 7153 | Yes |  |  |  | 0 | 0.2 | 0.2
10 | 26 | 1 | 7154 | Yes |  |  |  | 0 | 0.2 | 0.2
10 | 26 | 2 | 7155 | Yes |  |  |  | 0 | 0.2 | 0.2
10 | 26 | 3 | 7156 | Yes |  |  |  | 0 | 0.2 | 0.2
10 | 26 | 4 | 7157 | Yes |  |  |  | 0 | 0.3 | 0.3
10 | 26 | 5 | 7158 | Yes |  |  |  | 0 | 0.45 | 0.45
10 | 26 | 6 | 7159 | Yes |  |  |  | 0 | 0.58 | 0.58
10 | 26 | 7 | 7160 | Yes |  |  |  | 0 | 0.7 | 0.7
10 | 26 | 8 | 7161 | Yes |  |  |  | 0 | 0.85 | 0.85
10 | 26 | 9 | 7162 | Yes |  |  |  | 0 | 1.03 | 1.03
10 | 26 | 10 | 7163 | Yes |  |  |  | 0 | 0.99 | 0.99
10 | 26 | 11 | 7164 | Yes |  |  |  | 0 | 0.92 | 0.92
10 | 26 | 12 | 7165 | Yes |  |  |  | 0 | 0.95 | 0.95
10 | 26 | 13 | 7166 | Yes |  |  |  | 0 | 1 | 1
10 | 26 | 14 | 7167 | Yes |  |  |  | 0 | 1.02 | 1.02
10 | 26 | 15 | 7168 | Yes |  |  |  | 0 | 1.03 | 1.03
10 | 26 | 16 | 7169 | Yes |  |  |  | 0 | 1.05 | 1.05
10 | 26 | 17 | 7170 | Yes |  |  |  | 0 | 0.85 | 0.85
10 | 26 | 18 | 7171 | Yes |  |  |  | 0 | 0.7 | 0.7
10 | 26 | 19 | 7172 | Yes |  |  |  | 0 | 0.55 | 0.55
10 | 26 | 20 | 7173 | Yes |  |  |  | 0 | 0.35 | 0.35
10 | 26 | 21 | 7174 | Yes |  |  |  | 0 | 0.2 | 0.2
10 | 26 | 22 | 7175 | Yes |  |  |  | 0 | 0.2 | 0.2
10 | 26 | 23 | 7176 | Yes |  |  |  | 0 | 0.2 | 0.2
10 | 27 | 0 | 7177 | Yes |  |  |  | 0 | 0.2 | 0.2
10 | 27 | 1 | 7178 | Yes |  |  |  | 0 | 0.2 | 0.2
10 | 27 | 2 | 7179 | Yes |  |  |  | 0 | 0.2 | 0.2
10 | 27 | 3 | 7180 | Yes |  |  |  | 0 | 0.2 | 0.2
10 | 27 | 4 | 7181 | Yes |  |  |  | 0 | 0.3 | 0.3
10 | 27 | 5 | 7182 | Yes |  |  |  | 0 | 0.45 | 0.45
10 | 27 | 6 | 7183 | Yes |  |  |  | 0 | 0.58 | 0.58
10 | 27 | 7 | 7184 | Yes |  |  |  | 0 | 0.7 | 0.7
10 | 27 | 8 | 7185 | Yes |  |  |  | 0 | 0.85 | 0.85
10 | 27 | 9 | 7186 | Yes |  |  |  | 0 | 1.03 | 1.03
10 | 27 | 10 | 7187 | Yes |  |  |  | 0 | 0.99 | 0.99
10 | 27 | 11 | 7188 | Yes |  |  |  | 0 | 0.92 | 0.92
10 | 27 | 12 | 7189 | Yes |  |  |  | 0 | 0.95 | 0.95
10 | 27 | 13 | 7190 | Yes |  |  |  | 0 | 1 | 1
10 | 27 | 14 | 7191 | Yes |  |  |  | 0 | 1.02 | 1.02
10 | 27 | 15 | 7192 | Yes |  |  |  | 0 | 1.03 | 1.03
10 | 27 | 16 | 7193 | Yes |  |  |  | 0 | 1.05 | 1.05
10 | 27 | 17 | 7194 | Yes |  |  |  | 0 | 0.85 | 0.85
10 | 27 | 18 | 7195 | Yes |  |  |  | 0 | 0.7 | 0.7
10 | 27 | 19 | 7196 | Yes |  |  |  | 0 | 0.55 | 0.55
10 | 27 | 20 | 7197 | Yes |  |  |  | 0 | 0.35 | 0.35
10 | 27 | 21 | 7198 | Yes |  |  |  | 0 | 0.2 | 0.2
10 | 27 | 22 | 7199 | Yes |  |  |  | 0 | 0.2 | 0.2
10 | 27 | 23 | 7200 | Yes |  |  |  | 0 | 0.2 | 0.2
10 | 28 | 0 | 7201 | Saturday |  |  |  | 0 | 0.2 | 0.2
10 | 28 | 1 | 7202 | Saturday |  |  |  | 0 | 0.2 | 0.2
10 | 28 | 2 | 7203 | Saturday |  |  |  | 0 | 0.2 | 0.2
10 | 28 | 3 | 7204 | Saturday |  |  |  | 0 | 0.2 | 0.2
10 | 28 | 4 | 7205 | Saturday |  |  |  | 0 | 0.3 | 0.3
10 | 28 | 5 | 7206 | Saturday |  |  |  | 0 | 0.45 | 0.45
10 | 28 | 6 | 7207 | Saturday |  |  |  | 0 | 0.58 | 0.58
10 | 28 | 7 | 7208 | Saturday |  |  |  | 0 | 0.7 | 0.7
10 | 28 | 8 | 7209 | Saturday |  |  |  | 0 | 0.85 | 0.85
10 | 28 | 9 | 7210 | Saturday |  |  |  | 0 | 1.03 | 1.03
10 | 28 | 10 | 7211 | Saturday |  |  |  | 0 | 0.99 | 0.99
10 | 28 | 11 | 7212 | Saturday |  |  |  | 0 | 0.92 | 0.92
10 | 28 | 12 | 7213 | Saturday |  |  |  | 0 | 0.95 | 0.95
10 | 28 | 13 | 7214 | Saturday |  |  |  | 0 | 1 | 1
10 | 28 | 14 | 7215 | Saturday |  |  |  | 0 | 1.02 | 1.02
10 | 28 | 15 | 7216 | Saturday |  |  |  | 0 | 1.03 | 1.03
10 | 28 | 16 | 7217 | Saturday |  |  |  | 0 | 1.05 | 1.05
10 | 28 | 17 | 7218 | Saturday |  |  |  | 0 | 0.85 | 0.85
10 | 28 | 18 | 7219 | Saturday |  |  |  | 0 | 0.7 | 0.7
10 | 28 | 19 | 7220 | Saturday |  |  |  | 0 | 0.55 | 0.55
10 | 28 | 20 | 7221 | Saturday |  |  |  | 0 | 0.35 | 0.35
10 | 28 | 21 | 7222 | Saturday |  |  |  | 0 | 0.2 | 0.2
10 | 28 | 22 | 7223 | Saturday |  |  |  | 0 | 0.2 | 0.2
10 | 28 | 23 | 7224 | Saturday |  |  |  | 0 | 0.2 | 0.2
10 | 29 | 0 | 7225 | Sunday |  |  |  | 0 | 0.2 | 0.2
10 | 29 | 1 | 7226 | Sunday |  |  |  | 0 | 0.2 | 0.2
10 | 29 | 2 | 7227 | Sunday |  |  |  | 0 | 0.2 | 0.2
10 | 29 | 3 | 7228 | Sunday |  |  |  | 0 | 0.2 | 0.2
10 | 29 | 4 | 7229 | Sunday |  |  |  | 0 | 0.3 | 0.3
10 | 29 | 5 | 7230 | Sunday |  |  |  | 0 | 0.45 | 0.45
10 | 29 | 6 | 7231 | Sunday |  |  |  | 0 | 0.58 | 0.58
10 | 29 | 7 | 7232 | Sunday |  |  |  | 0 | 0.7 | 0.7
10 | 29 | 8 | 7233 | Sunday |  |  |  | 0 | 0.85 | 0.85
10 | 29 | 9 | 7234 | Sunday |  |  |  | 0 | 1.03 | 1.03
10 | 29 | 10 | 7235 | Sunday |  |  |  | 0 | 0.99 | 0.99
10 | 29 | 11 | 7236 | Sunday |  |  |  | 0 | 0.92 | 0.92
10 | 29 | 12 | 7237 | Sunday |  |  |  | 0 | 0.95 | 0.95
10 | 29 | 13 | 7238 | Sunday |  |  |  | 0 | 1 | 1
10 | 29 | 14 | 7239 | Sunday |  |  |  | 0 | 1.02 | 1.02
10 | 29 | 15 | 7240 | Sunday |  |  |  | 0 | 1.03 | 1.03
10 | 29 | 16 | 7241 | Sunday |  |  |  | 0 | 1.05 | 1.05
10 | 29 | 17 | 7242 | Sunday |  |  |  | 0 | 0.85 | 0.85
10 | 29 | 18 | 7243 | Sunday |  |  |  | 0 | 0.7 | 0.7
10 | 29 | 19 | 7244 | Sunday |  |  |  | 0 | 0.55 | 0.55
10 | 29 | 20 | 7245 | Sunday |  |  |  | 0 | 0.35 | 0.35
10 | 29 | 21 | 7246 | Sunday |  |  |  | 0 | 0.2 | 0.2
10 | 29 | 22 | 7247 | Sunday |  |  |  | 0 | 0.2 | 0.2
10 | 29 | 23 | 7248 | Sunday |  |  |  | 0 | 0.2 | 0.2
10 | 30 | 0 | 7249 | Yes |  |  |  | 0 | 0.2 | 0.2
10 | 30 | 1 | 7250 | Yes |  |  |  | 0 | 0.2 | 0.2
10 | 30 | 2 | 7251 | Yes |  |  |  | 0 | 0.2 | 0.2
10 | 30 | 3 | 7252 | Yes |  |  |  | 0 | 0.2 | 0.2
10 | 30 | 4 | 7253 | Yes |  |  |  | 0 | 0.3 | 0.3
10 | 30 | 5 | 7254 | Yes |  |  |  | 0 | 0.45 | 0.45
10 | 30 | 6 | 7255 | Yes |  |  |  | 0 | 0.58 | 0.58
10 | 30 | 7 | 7256 | Yes |  |  |  | 0 | 0.7 | 0.7
10 | 30 | 8 | 7257 | Yes |  |  |  | 0 | 0.85 | 0.85
10 | 30 | 9 | 7258 | Yes |  |  |  | 0 | 1.03 | 1.03
10 | 30 | 10 | 7259 | Yes |  |  |  | 0 | 0.99 | 0.99
10 | 30 | 11 | 7260 | Yes |  |  |  | 0 | 0.92 | 0.92
10 | 30 | 12 | 7261 | Yes |  |  |  | 0 | 0.95 | 0.95
10 | 30 | 13 | 7262 | Yes |  |  |  | 0 | 1 | 1
10 | 30 | 14 | 7263 | Yes |  |  |  | 0 | 1.02 | 1.02
10 | 30 | 15 | 7264 | Yes |  |  |  | 0 | 1.03 | 1.03
10 | 30 | 16 | 7265 | Yes |  |  |  | 0 | 1.05 | 1.05
10 | 30 | 17 | 7266 | Yes |  |  |  | 0 | 0.85 | 0.85
10 | 30 | 18 | 7267 | Yes |  |  |  | 0 | 0.7 | 0.7
10 | 30 | 19 | 7268 | Yes |  |  |  | 0 | 0.55 | 0.55
10 | 30 | 20 | 7269 | Yes |  |  |  | 0 | 0.35 | 0.35
10 | 30 | 21 | 7270 | Yes |  |  |  | 0 | 0.2 | 0.2
10 | 30 | 22 | 7271 | Yes |  |  |  | 0 | 0.2 | 0.2
10 | 30 | 23 | 7272 | Yes |  |  |  | 0 | 0.2 | 0.2
10 | 31 | 0 | 7273 | Yes |  |  |  | 0 | 0.2 | 0.2
10 | 31 | 1 | 7274 | Yes |  |  |  | 0 | 0.2 | 0.2
10 | 31 | 2 | 7275 | Yes |  |  |  | 0 | 0.2 | 0.2
10 | 31 | 3 | 7276 | Yes |  |  |  | 0 | 0.2 | 0.2
10 | 31 | 4 | 7277 | Yes |  |  |  | 0 | 0.3 | 0.3
10 | 31 | 5 | 7278 | Yes |  |  |  | 0 | 0.45 | 0.45
10 | 31 | 6 | 7279 | Yes |  |  |  | 0 | 0.58 | 0.58
10 | 31 | 7 | 7280 | Yes |  |  |  | 0 | 0.7 | 0.7
10 | 31 | 8 | 7281 | Yes |  |  |  | 0 | 0.85 | 0.85
10 | 31 | 9 | 7282 | Yes |  |  |  | 0 | 1.03 | 1.03
10 | 31 | 10 | 7283 | Yes |  |  |  | 0 | 0.99 | 0.99
10 | 31 | 11 | 7284 | Yes |  |  |  | 0 | 0.92 | 0.92
10 | 31 | 12 | 7285 | Yes |  |  |  | 0 | 0.95 | 0.95
10 | 31 | 13 | 7286 | Yes |  |  |  | 0 | 1 | 1
10 | 31 | 14 | 7287 | Yes |  |  |  | 0 | 1.02 | 1.02
10 | 31 | 15 | 7288 | Yes |  |  |  | 0 | 1.03 | 1.03
10 | 31 | 16 | 7289 | Yes |  |  |  | 0 | 1.05 | 1.05
10 | 31 | 17 | 7290 | Yes |  |  |  | 0 | 0.85 | 0.85
10 | 31 | 18 | 7291 | Yes |  |  |  | 0 | 0.7 | 0.7
10 | 31 | 19 | 7292 | Yes |  |  |  | 0 | 0.55 | 0.55
10 | 31 | 20 | 7293 | Yes |  |  |  | 0 | 0.35 | 0.35
10 | 31 | 21 | 7294 | Yes |  |  |  | 0 | 0.2 | 0.2
10 | 31 | 22 | 7295 | Yes |  |  |  | 0 | 0.2 | 0.2
10 | 31 | 23 | 7296 | Yes |  |  |  | 0 | 0.2 | 0.2
11 | 1 | 0 | 7297 | Sunday |  |  |  | 0 | 0.2 | 0.2
11 | 1 | 1 | 7298 | Sunday |  |  |  | 0 | 0.2 | 0.2
11 | 1 | 2 | 7299 | Sunday |  |  |  | 0 | 0.2 | 0.2
11 | 1 | 3 | 7300 | Sunday |  |  |  | 0 | 0.2 | 0.2
11 | 1 | 4 | 7301 | Sunday |  |  |  | 0 | 0.3 | 0.3
11 | 1 | 5 | 7302 | Sunday |  |  |  | 0 | 0.45 | 0.45
11 | 1 | 6 | 7303 | Sunday |  |  |  | 0 | 0.58 | 0.58
11 | 1 | 7 | 7304 | Sunday |  |  |  | 0 | 0.7 | 0.7
11 | 1 | 8 | 7305 | Sunday |  |  |  | 0 | 0.85 | 0.85
11 | 1 | 9 | 7306 | Sunday |  |  |  | 0 | 1.03 | 1.03
11 | 1 | 10 | 7307 | Sunday |  |  |  | 0 | 0.99 | 0.99
11 | 1 | 11 | 7308 | Sunday |  |  |  | 0 | 0.92 | 0.92
11 | 1 | 12 | 7309 | Sunday |  |  |  | 0 | 0.95 | 0.95
11 | 1 | 13 | 7310 | Sunday |  |  |  | 0 | 1 | 1
11 | 1 | 14 | 7311 | Sunday |  |  |  | 0 | 1.02 | 1.02
11 | 1 | 15 | 7312 | Sunday |  |  |  | 0 | 1.03 | 1.03
11 | 1 | 16 | 7313 | Sunday |  |  |  | 0 | 1.05 | 1.05
11 | 1 | 17 | 7314 | Sunday |  |  |  | 0 | 0.85 | 0.85
11 | 1 | 18 | 7315 | Sunday |  |  |  | 0 | 0.7 | 0.7
11 | 1 | 19 | 7316 | Sunday |  |  |  | 0 | 0.55 | 0.55
11 | 1 | 20 | 7317 | Sunday |  |  |  | 0 | 0.35 | 0.35
11 | 1 | 21 | 7318 | Sunday |  |  |  | 0 | 0.2 | 0.2
11 | 1 | 22 | 7319 | Sunday |  |  |  | 0 | 0.2 | 0.2
11 | 1 | 23 | 7320 | Sunday |  |  |  | 0 | 0.2 | 0.2
11 | 2 | 0 | 7321 | Yes |  |  |  | 0 | 0.2 | 0.2
11 | 2 | 1 | 7322 | Yes |  |  |  | 0 | 0.2 | 0.2
11 | 2 | 2 | 7323 | Yes |  |  |  | 0 | 0.2 | 0.2
11 | 2 | 3 | 7324 | Yes |  |  |  | 0 | 0.2 | 0.2
11 | 2 | 4 | 7325 | Yes |  |  |  | 0 | 0.3 | 0.3
11 | 2 | 5 | 7326 | Yes |  |  |  | 0 | 0.45 | 0.45
11 | 2 | 6 | 7327 | Yes |  |  |  | 0 | 0.58 | 0.58
11 | 2 | 7 | 7328 | Yes |  |  |  | 0 | 0.7 | 0.7
11 | 2 | 8 | 7329 | Yes |  |  |  | 0 | 0.85 | 0.85
11 | 2 | 9 | 7330 | Yes |  |  |  | 0 | 1.03 | 1.03
11 | 2 | 10 | 7331 | Yes |  |  |  | 0 | 0.99 | 0.99
11 | 2 | 11 | 7332 | Yes |  |  |  | 0 | 0.92 | 0.92
11 | 2 | 12 | 7333 | Yes |  |  |  | 0 | 0.95 | 0.95
11 | 2 | 13 | 7334 | Yes |  |  |  | 0 | 1 | 1
11 | 2 | 14 | 7335 | Yes |  |  |  | 0 | 1.02 | 1.02
11 | 2 | 15 | 7336 | Yes |  |  |  | 0 | 1.03 | 1.03
11 | 2 | 16 | 7337 | Yes |  |  |  | 0 | 1.05 | 1.05
11 | 2 | 17 | 7338 | Yes |  |  |  | 0 | 0.85 | 0.85
11 | 2 | 18 | 7339 | Yes |  |  |  | 0 | 0.7 | 0.7
11 | 2 | 19 | 7340 | Yes |  |  |  | 0 | 0.55 | 0.55
11 | 2 | 20 | 7341 | Yes |  |  |  | 0 | 0.35 | 0.35
11 | 2 | 21 | 7342 | Yes |  |  |  | 0 | 0.2 | 0.2
11 | 2 | 22 | 7343 | Yes |  |  |  | 0 | 0.2 | 0.2
11 | 2 | 23 | 7344 | Yes |  |  |  | 0 | 0.2 | 0.2
11 | 3 | 0 | 7345 | Yes |  |  |  | 0 | 0.2 | 0.2
11 | 3 | 1 | 7346 | Yes |  |  |  | 0 | 0.2 | 0.2
11 | 3 | 2 | 7347 | Yes |  |  |  | 0 | 0.2 | 0.2
11 | 3 | 3 | 7348 | Yes |  |  |  | 0 | 0.2 | 0.2
11 | 3 | 4 | 7349 | Yes |  |  |  | 0 | 0.3 | 0.3
11 | 3 | 5 | 7350 | Yes |  |  |  | 0 | 0.45 | 0.45
11 | 3 | 6 | 7351 | Yes |  |  |  | 0 | 0.58 | 0.58
11 | 3 | 7 | 7352 | Yes |  |  |  | 0 | 0.7 | 0.7
11 | 3 | 8 | 7353 | Yes |  |  |  | 0 | 0.85 | 0.85
11 | 3 | 9 | 7354 | Yes |  |  |  | 0 | 1.03 | 1.03
11 | 3 | 10 | 7355 | Yes |  |  |  | 0 | 0.99 | 0.99
11 | 3 | 11 | 7356 | Yes |  |  |  | 0 | 0.92 | 0.92
11 | 3 | 12 | 7357 | Yes |  |  |  | 0 | 0.95 | 0.95
11 | 3 | 13 | 7358 | Yes |  |  |  | 0 | 1 | 1
11 | 3 | 14 | 7359 | Yes |  |  |  | 0 | 1.02 | 1.02
11 | 3 | 15 | 7360 | Yes |  |  |  | 0 | 1.03 | 1.03
11 | 3 | 16 | 7361 | Yes |  |  |  | 0 | 1.05 | 1.05
11 | 3 | 17 | 7362 | Yes |  |  |  | 0 | 0.85 | 0.85
11 | 3 | 18 | 7363 | Yes |  |  |  | 0 | 0.7 | 0.7
11 | 3 | 19 | 7364 | Yes |  |  |  | 0 | 0.55 | 0.55
11 | 3 | 20 | 7365 | Yes |  |  |  | 0 | 0.35 | 0.35
11 | 3 | 21 | 7366 | Yes |  |  |  | 0 | 0.2 | 0.2
11 | 3 | 22 | 7367 | Yes |  |  |  | 0 | 0.2 | 0.2
11 | 3 | 23 | 7368 | Yes |  |  |  | 0 | 0.2 | 0.2
11 | 4 | 0 | 7369 | Yes |  |  |  | 0 | 0.2 | 0.2
11 | 4 | 1 | 7370 | Yes |  |  |  | 0 | 0.2 | 0.2
11 | 4 | 2 | 7371 | Yes |  |  |  | 0 | 0.2 | 0.2
11 | 4 | 3 | 7372 | Yes |  |  |  | 0 | 0.2 | 0.2
11 | 4 | 4 | 7373 | Yes |  |  |  | 0 | 0.3 | 0.3
11 | 4 | 5 | 7374 | Yes |  |  |  | 0 | 0.45 | 0.45
11 | 4 | 6 | 7375 | Yes |  |  |  | 0 | 0.58 | 0.58
11 | 4 | 7 | 7376 | Yes |  |  |  | 0 | 0.7 | 0.7
11 | 4 | 8 | 7377 | Yes |  |  |  | 0 | 0.85 | 0.85
11 | 4 | 9 | 7378 | Yes |  |  |  | 0 | 1.03 | 1.03
11 | 4 | 10 | 7379 | Yes |  |  |  | 0 | 0.99 | 0.99
11 | 4 | 11 | 7380 | Yes |  |  |  | 0 | 0.92 | 0.92
11 | 4 | 12 | 7381 | Yes |  |  |  | 0 | 0.95 | 0.95
11 | 4 | 13 | 7382 | Yes |  |  |  | 0 | 1 | 1
11 | 4 | 14 | 7383 | Yes |  |  |  | 0 | 1.02 | 1.02
11 | 4 | 15 | 7384 | Yes |  |  |  | 0 | 1.03 | 1.03
11 | 4 | 16 | 7385 | Yes |  |  |  | 0 | 1.05 | 1.05
11 | 4 | 17 | 7386 | Yes |  |  |  | 0 | 0.85 | 0.85
11 | 4 | 18 | 7387 | Yes |  |  |  | 0 | 0.7 | 0.7
11 | 4 | 19 | 7388 | Yes |  |  |  | 0 | 0.55 | 0.55
11 | 4 | 20 | 7389 | Yes |  |  |  | 0 | 0.35 | 0.35
11 | 4 | 21 | 7390 | Yes |  |  |  | 0 | 0.2 | 0.2
11 | 4 | 22 | 7391 | Yes |  |  |  | 0 | 0.2 | 0.2
11 | 4 | 23 | 7392 | Yes |  |  |  | 0 | 0.2 | 0.2
11 | 5 | 0 | 7393 | Yes |  |  |  | 0 | 0.2 | 0.2
11 | 5 | 1 | 7394 | Yes |  |  |  | 0 | 0.2 | 0.2
11 | 5 | 2 | 7395 | Yes |  |  |  | 0 | 0.2 | 0.2
11 | 5 | 3 | 7396 | Yes |  |  |  | 0 | 0.2 | 0.2
11 | 5 | 4 | 7397 | Yes |  |  |  | 0 | 0.3 | 0.3
11 | 5 | 5 | 7398 | Yes |  |  |  | 0 | 0.45 | 0.45
11 | 5 | 6 | 7399 | Yes |  |  |  | 0 | 0.58 | 0.58
11 | 5 | 7 | 7400 | Yes |  |  |  | 0 | 0.7 | 0.7
11 | 5 | 8 | 7401 | Yes |  |  |  | 0 | 0.85 | 0.85
11 | 5 | 9 | 7402 | Yes |  |  |  | 0 | 1.03 | 1.03
11 | 5 | 10 | 7403 | Yes |  |  |  | 0 | 0.99 | 0.99
11 | 5 | 11 | 7404 | Yes |  |  |  | 0 | 0.92 | 0.92
11 | 5 | 12 | 7405 | Yes |  |  |  | 0 | 0.95 | 0.95
11 | 5 | 13 | 7406 | Yes |  |  |  | 0 | 1 | 1
11 | 5 | 14 | 7407 | Yes |  |  |  | 0 | 1.02 | 1.02
11 | 5 | 15 | 7408 | Yes |  |  |  | 0 | 1.03 | 1.03
11 | 5 | 16 | 7409 | Yes |  |  |  | 0 | 1.05 | 1.05
11 | 5 | 17 | 7410 | Yes |  |  |  | 0 | 0.85 | 0.85
11 | 5 | 18 | 7411 | Yes |  |  |  | 0 | 0.7 | 0.7
11 | 5 | 19 | 7412 | Yes |  |  |  | 0 | 0.55 | 0.55
11 | 5 | 20 | 7413 | Yes |  |  |  | 0 | 0.35 | 0.35
11 | 5 | 21 | 7414 | Yes |  |  |  | 0 | 0.2 | 0.2
11 | 5 | 22 | 7415 | Yes |  |  |  | 0 | 0.2 | 0.2
11 | 5 | 23 | 7416 | Yes |  |  |  | 0 | 0.2 | 0.2
11 | 6 | 0 | 7417 | Yes |  |  |  | 0 | 0.2 | 0.2
11 | 6 | 1 | 7418 | Yes |  |  |  | 0 | 0.2 | 0.2
11 | 6 | 2 | 7419 | Yes |  |  |  | 0 | 0.2 | 0.2
11 | 6 | 3 | 7420 | Yes |  |  |  | 0 | 0.2 | 0.2
11 | 6 | 4 | 7421 | Yes |  |  |  | 0 | 0.3 | 0.3
11 | 6 | 5 | 7422 | Yes |  |  |  | 0 | 0.45 | 0.45
11 | 6 | 6 | 7423 | Yes |  |  |  | 0 | 0.58 | 0.58
11 | 6 | 7 | 7424 | Yes |  |  |  | 0 | 0.7 | 0.7
11 | 6 | 8 | 7425 | Yes |  |  |  | 0 | 0.85 | 0.85
11 | 6 | 9 | 7426 | Yes |  |  |  | 0 | 1.03 | 1.03
11 | 6 | 10 | 7427 | Yes |  |  |  | 0 | 0.99 | 0.99
11 | 6 | 11 | 7428 | Yes |  |  |  | 0 | 0.92 | 0.92
11 | 6 | 12 | 7429 | Yes |  |  |  | 0 | 0.95 | 0.95
11 | 6 | 13 | 7430 | Yes |  |  |  | 0 | 1 | 1
11 | 6 | 14 | 7431 | Yes |  |  |  | 0 | 1.02 | 1.02
11 | 6 | 15 | 7432 | Yes |  |  |  | 0 | 1.03 | 1.03
11 | 6 | 16 | 7433 | Yes |  |  |  | 0 | 1.05 | 1.05
11 | 6 | 17 | 7434 | Yes |  |  |  | 0 | 0.85 | 0.85
11 | 6 | 18 | 7435 | Yes |  |  |  | 0 | 0.7 | 0.7
11 | 6 | 19 | 7436 | Yes |  |  |  | 0 | 0.55 | 0.55
11 | 6 | 20 | 7437 | Yes |  |  |  | 0 | 0.35 | 0.35
11 | 6 | 21 | 7438 | Yes |  |  |  | 0 | 0.2 | 0.2
11 | 6 | 22 | 7439 | Yes |  |  |  | 0 | 0.2 | 0.2
11 | 6 | 23 | 7440 | Yes |  |  |  | 0 | 0.2 | 0.2
11 | 7 | 0 | 7441 | Saturday |  |  |  | 0 | 0.2 | 0.2
11 | 7 | 1 | 7442 | Saturday |  |  |  | 0 | 0.2 | 0.2
11 | 7 | 2 | 7443 | Saturday |  |  |  | 0 | 0.2 | 0.2
11 | 7 | 3 | 7444 | Saturday |  |  |  | 0 | 0.2 | 0.2
11 | 7 | 4 | 7445 | Saturday |  |  |  | 0 | 0.3 | 0.3
11 | 7 | 5 | 7446 | Saturday |  |  |  | 0 | 0.45 | 0.45
11 | 7 | 6 | 7447 | Saturday |  |  |  | 0 | 0.58 | 0.58
11 | 7 | 7 | 7448 | Saturday |  |  |  | 0 | 0.7 | 0.7
11 | 7 | 8 | 7449 | Saturday |  |  |  | 0 | 0.85 | 0.85
11 | 7 | 9 | 7450 | Saturday |  |  |  | 0 | 1.03 | 1.03
11 | 7 | 10 | 7451 | Saturday |  |  |  | 0 | 0.99 | 0.99
11 | 7 | 11 | 7452 | Saturday |  |  |  | 0 | 0.92 | 0.92
11 | 7 | 12 | 7453 | Saturday |  |  |  | 0 | 0.95 | 0.95
11 | 7 | 13 | 7454 | Saturday |  |  |  | 0 | 1 | 1
11 | 7 | 14 | 7455 | Saturday |  |  |  | 0 | 1.02 | 1.02
11 | 7 | 15 | 7456 | Saturday |  |  |  | 0 | 1.03 | 1.03
11 | 7 | 16 | 7457 | Saturday |  |  |  | 0 | 1.05 | 1.05
11 | 7 | 17 | 7458 | Saturday |  |  |  | 0 | 0.85 | 0.85
11 | 7 | 18 | 7459 | Saturday |  |  |  | 0 | 0.7 | 0.7
11 | 7 | 19 | 7460 | Saturday |  |  |  | 0 | 0.55 | 0.55
11 | 7 | 20 | 7461 | Saturday |  |  |  | 0 | 0.35 | 0.35
11 | 7 | 21 | 7462 | Saturday |  |  |  | 0 | 0.2 | 0.2
11 | 7 | 22 | 7463 | Saturday |  |  |  | 0 | 0.2 | 0.2
11 | 7 | 23 | 7464 | Saturday |  |  |  | 0 | 0.2 | 0.2
11 | 8 | 0 | 7465 | Sunday |  |  |  | 0 | 0.2 | 0.2
11 | 8 | 1 | 7466 | Sunday |  |  |  | 0 | 0.2 | 0.2
11 | 8 | 2 | 7467 | Sunday |  |  |  | 0 | 0.2 | 0.2
11 | 8 | 3 | 7468 | Sunday |  |  |  | 0 | 0.2 | 0.2
11 | 8 | 4 | 7469 | Sunday |  |  |  | 0 | 0.3 | 0.3
11 | 8 | 5 | 7470 | Sunday |  |  |  | 0 | 0.45 | 0.45
11 | 8 | 6 | 7471 | Sunday |  |  |  | 0 | 0.58 | 0.58
11 | 8 | 7 | 7472 | Sunday |  |  |  | 0 | 0.7 | 0.7
11 | 8 | 8 | 7473 | Sunday |  |  |  | 0 | 0.85 | 0.85
11 | 8 | 9 | 7474 | Sunday |  |  |  | 0 | 1.03 | 1.03
11 | 8 | 10 | 7475 | Sunday |  |  |  | 0 | 0.99 | 0.99
11 | 8 | 11 | 7476 | Sunday |  |  |  | 0 | 0.92 | 0.92
11 | 8 | 12 | 7477 | Sunday |  |  |  | 0 | 0.95 | 0.95
11 | 8 | 13 | 7478 | Sunday |  |  |  | 0 | 1 | 1
11 | 8 | 14 | 7479 | Sunday |  |  |  | 0 | 1.02 | 1.02
11 | 8 | 15 | 7480 | Sunday |  |  |  | 0 | 1.03 | 1.03
11 | 8 | 16 | 7481 | Sunday |  |  |  | 0 | 1.05 | 1.05
11 | 8 | 17 | 7482 | Sunday |  |  |  | 0 | 0.85 | 0.85
11 | 8 | 18 | 7483 | Sunday |  |  |  | 0 | 0.7 | 0.7
11 | 8 | 19 | 7484 | Sunday |  |  |  | 0 | 0.55 | 0.55
11 | 8 | 20 | 7485 | Sunday |  |  |  | 0 | 0.35 | 0.35
11 | 8 | 21 | 7486 | Sunday |  |  |  | 0 | 0.2 | 0.2
11 | 8 | 22 | 7487 | Sunday |  |  |  | 0 | 0.2 | 0.2
11 | 8 | 23 | 7488 | Sunday |  |  |  | 0 | 0.2 | 0.2
11 | 9 | 0 | 7489 | Yes |  |  |  | 0 | 0.2 | 0.2
11 | 9 | 1 | 7490 | Yes |  |  |  | 0 | 0.2 | 0.2
11 | 9 | 2 | 7491 | Yes |  |  |  | 0 | 0.2 | 0.2
11 | 9 | 3 | 7492 | Yes |  |  |  | 0 | 0.2 | 0.2
11 | 9 | 4 | 7493 | Yes |  |  |  | 0 | 0.3 | 0.3
11 | 9 | 5 | 7494 | Yes |  |  |  | 0 | 0.45 | 0.45
11 | 9 | 6 | 7495 | Yes |  |  |  | 0 | 0.58 | 0.58
11 | 9 | 7 | 7496 | Yes |  |  |  | 0 | 0.7 | 0.7
11 | 9 | 8 | 7497 | Yes |  |  |  | 0 | 0.85 | 0.85
11 | 9 | 9 | 7498 | Yes |  |  |  | 0 | 1.03 | 1.03
11 | 9 | 10 | 7499 | Yes |  |  |  | 0 | 0.99 | 0.99
11 | 9 | 11 | 7500 | Yes |  |  |  | 0 | 0.92 | 0.92
11 | 9 | 12 | 7501 | Yes |  |  |  | 0 | 0.95 | 0.95
11 | 9 | 13 | 7502 | Yes |  |  |  | 0 | 1 | 1
11 | 9 | 14 | 7503 | Yes |  |  |  | 0 | 1.02 | 1.02
11 | 9 | 15 | 7504 | Yes |  |  |  | 0 | 1.03 | 1.03
11 | 9 | 16 | 7505 | Yes |  |  |  | 0 | 1.05 | 1.05
11 | 9 | 17 | 7506 | Yes |  |  |  | 0 | 0.85 | 0.85
11 | 9 | 18 | 7507 | Yes |  |  |  | 0 | 0.7 | 0.7
11 | 9 | 19 | 7508 | Yes |  |  |  | 0 | 0.55 | 0.55
11 | 9 | 20 | 7509 | Yes |  |  |  | 0 | 0.35 | 0.35
11 | 9 | 21 | 7510 | Yes |  |  |  | 0 | 0.2 | 0.2
11 | 9 | 22 | 7511 | Yes |  |  |  | 0 | 0.2 | 0.2
11 | 9 | 23 | 7512 | Yes |  |  |  | 0 | 0.2 | 0.2
11 | 10 | 0 | 7513 | Yes |  |  |  | 0 | 0.2 | 0.2
11 | 10 | 1 | 7514 | Yes |  |  |  | 0 | 0.2 | 0.2
11 | 10 | 2 | 7515 | Yes |  |  |  | 0 | 0.2 | 0.2
11 | 10 | 3 | 7516 | Yes |  |  |  | 0 | 0.2 | 0.2
11 | 10 | 4 | 7517 | Yes |  |  |  | 0 | 0.3 | 0.3
11 | 10 | 5 | 7518 | Yes |  |  |  | 0 | 0.45 | 0.45
11 | 10 | 6 | 7519 | Yes |  |  |  | 0 | 0.58 | 0.58
11 | 10 | 7 | 7520 | Yes |  |  |  | 0 | 0.7 | 0.7
11 | 10 | 8 | 7521 | Yes |  |  |  | 0 | 0.85 | 0.85
11 | 10 | 9 | 7522 | Yes |  |  |  | 0 | 1.03 | 1.03
11 | 10 | 10 | 7523 | Yes |  |  |  | 0 | 0.99 | 0.99
11 | 10 | 11 | 7524 | Yes |  |  |  | 0 | 0.92 | 0.92
11 | 10 | 12 | 7525 | Yes |  |  |  | 0 | 0.95 | 0.95
11 | 10 | 13 | 7526 | Yes |  |  |  | 0 | 1 | 1
11 | 10 | 14 | 7527 | Yes |  |  |  | 0 | 1.02 | 1.02
11 | 10 | 15 | 7528 | Yes |  |  |  | 0 | 1.03 | 1.03
11 | 10 | 16 | 7529 | Yes |  |  |  | 0 | 1.05 | 1.05
11 | 10 | 17 | 7530 | Yes |  |  |  | 0 | 0.85 | 0.85
11 | 10 | 18 | 7531 | Yes |  |  |  | 0 | 0.7 | 0.7
11 | 10 | 19 | 7532 | Yes |  |  |  | 0 | 0.55 | 0.55
11 | 10 | 20 | 7533 | Yes |  |  |  | 0 | 0.35 | 0.35
11 | 10 | 21 | 7534 | Yes |  |  |  | 0 | 0.2 | 0.2
11 | 10 | 22 | 7535 | Yes |  |  |  | 0 | 0.2 | 0.2
11 | 10 | 23 | 7536 | Yes |  |  |  | 0 | 0.2 | 0.2
11 | 11 | 0 | 7537 | Yes |  |  |  | 0 | 0.2 | 0.2
11 | 11 | 1 | 7538 | Yes |  |  |  | 0 | 0.2 | 0.2
11 | 11 | 2 | 7539 | Yes |  |  |  | 0 | 0.2 | 0.2
11 | 11 | 3 | 7540 | Yes |  |  |  | 0 | 0.2 | 0.2
11 | 11 | 4 | 7541 | Yes |  |  |  | 0 | 0.3 | 0.3
11 | 11 | 5 | 7542 | Yes |  |  |  | 0 | 0.45 | 0.45
11 | 11 | 6 | 7543 | Yes |  |  |  | 0 | 0.58 | 0.58
11 | 11 | 7 | 7544 | Yes |  |  |  | 0 | 0.7 | 0.7
11 | 11 | 8 | 7545 | Yes |  |  |  | 0 | 0.85 | 0.85
11 | 11 | 9 | 7546 | Yes |  |  |  | 0 | 1.03 | 1.03
11 | 11 | 10 | 7547 | Yes |  |  |  | 0 | 0.99 | 0.99
11 | 11 | 11 | 7548 | Yes |  |  |  | 0 | 0.92 | 0.92
11 | 11 | 12 | 7549 | Yes |  |  |  | 0 | 0.95 | 0.95
11 | 11 | 13 | 7550 | Yes |  |  |  | 0 | 1 | 1
11 | 11 | 14 | 7551 | Yes |  |  |  | 0 | 1.02 | 1.02
11 | 11 | 15 | 7552 | Yes |  |  |  | 0 | 1.03 | 1.03
11 | 11 | 16 | 7553 | Yes |  |  |  | 0 | 1.05 | 1.05
11 | 11 | 17 | 7554 | Yes |  |  |  | 0 | 0.85 | 0.85
11 | 11 | 18 | 7555 | Yes |  |  |  | 0 | 0.7 | 0.7
11 | 11 | 19 | 7556 | Yes |  |  |  | 0 | 0.55 | 0.55
11 | 11 | 20 | 7557 | Yes |  |  |  | 0 | 0.35 | 0.35
11 | 11 | 21 | 7558 | Yes |  |  |  | 0 | 0.2 | 0.2
11 | 11 | 22 | 7559 | Yes |  |  |  | 0 | 0.2 | 0.2
11 | 11 | 23 | 7560 | Yes |  |  |  | 0 | 0.2 | 0.2
11 | 12 | 0 | 7561 | Yes |  |  |  | 0 | 0.2 | 0.2
11 | 12 | 1 | 7562 | Yes |  |  |  | 0 | 0.2 | 0.2
11 | 12 | 2 | 7563 | Yes |  |  |  | 0 | 0.2 | 0.2
11 | 12 | 3 | 7564 | Yes |  |  |  | 0 | 0.2 | 0.2
11 | 12 | 4 | 7565 | Yes |  |  |  | 0 | 0.3 | 0.3
11 | 12 | 5 | 7566 | Yes |  |  |  | 0 | 0.45 | 0.45
11 | 12 | 6 | 7567 | Yes |  |  |  | 0 | 0.58 | 0.58
11 | 12 | 7 | 7568 | Yes |  |  |  | 0 | 0.7 | 0.7
11 | 12 | 8 | 7569 | Yes |  |  |  | 0 | 0.85 | 0.85
11 | 12 | 9 | 7570 | Yes |  |  |  | 0 | 1.03 | 1.03
11 | 12 | 10 | 7571 | Yes |  |  |  | 0 | 0.99 | 0.99
11 | 12 | 11 | 7572 | Yes |  |  |  | 0 | 0.92 | 0.92
11 | 12 | 12 | 7573 | Yes |  |  |  | 0 | 0.95 | 0.95
11 | 12 | 13 | 7574 | Yes |  |  |  | 0 | 1 | 1
11 | 12 | 14 | 7575 | Yes |  |  |  | 0 | 1.02 | 1.02
11 | 12 | 15 | 7576 | Yes |  |  |  | 0 | 1.03 | 1.03
11 | 12 | 16 | 7577 | Yes |  |  |  | 0 | 1.05 | 1.05
11 | 12 | 17 | 7578 | Yes |  |  |  | 0 | 0.85 | 0.85
11 | 12 | 18 | 7579 | Yes |  |  |  | 0 | 0.7 | 0.7
11 | 12 | 19 | 7580 | Yes |  |  |  | 0 | 0.55 | 0.55
11 | 12 | 20 | 7581 | Yes |  |  |  | 0 | 0.35 | 0.35
11 | 12 | 21 | 7582 | Yes |  |  |  | 0 | 0.2 | 0.2
11 | 12 | 22 | 7583 | Yes |  |  |  | 0 | 0.2 | 0.2
11 | 12 | 23 | 7584 | Yes |  |  |  | 0 | 0.2 | 0.2
11 | 13 | 0 | 7585 | Yes |  |  |  | 0 | 0.2 | 0.2
11 | 13 | 1 | 7586 | Yes |  |  |  | 0 | 0.2 | 0.2
11 | 13 | 2 | 7587 | Yes |  |  |  | 0 | 0.2 | 0.2
11 | 13 | 3 | 7588 | Yes |  |  |  | 0 | 0.2 | 0.2
11 | 13 | 4 | 7589 | Yes |  |  |  | 0 | 0.3 | 0.3
11 | 13 | 5 | 7590 | Yes |  |  |  | 0 | 0.45 | 0.45
11 | 13 | 6 | 7591 | Yes |  |  |  | 0 | 0.58 | 0.58
11 | 13 | 7 | 7592 | Yes |  |  |  | 0 | 0.7 | 0.7
11 | 13 | 8 | 7593 | Yes |  |  |  | 0 | 0.85 | 0.85
11 | 13 | 9 | 7594 | Yes |  |  |  | 0 | 1.03 | 1.03
11 | 13 | 10 | 7595 | Yes |  |  |  | 0 | 0.99 | 0.99
11 | 13 | 11 | 7596 | Yes |  |  |  | 0 | 0.92 | 0.92
11 | 13 | 12 | 7597 | Yes |  |  |  | 0 | 0.95 | 0.95
11 | 13 | 13 | 7598 | Yes |  |  |  | 0 | 1 | 1
11 | 13 | 14 | 7599 | Yes |  |  |  | 0 | 1.02 | 1.02
11 | 13 | 15 | 7600 | Yes |  |  |  | 0 | 1.03 | 1.03
11 | 13 | 16 | 7601 | Yes |  |  |  | 0 | 1.05 | 1.05
11 | 13 | 17 | 7602 | Yes |  |  |  | 0 | 0.85 | 0.85
11 | 13 | 18 | 7603 | Yes |  |  |  | 0 | 0.7 | 0.7
11 | 13 | 19 | 7604 | Yes |  |  |  | 0 | 0.55 | 0.55
11 | 13 | 20 | 7605 | Yes |  |  |  | 0 | 0.35 | 0.35
11 | 13 | 21 | 7606 | Yes |  |  |  | 0 | 0.2 | 0.2
11 | 13 | 22 | 7607 | Yes |  |  |  | 0 | 0.2 | 0.2
11 | 13 | 23 | 7608 | Yes |  |  |  | 0 | 0.2 | 0.2
11 | 14 | 0 | 7609 | Saturday |  |  |  | 0 | 0.2 | 0.2
11 | 14 | 1 | 7610 | Saturday |  |  |  | 0 | 0.2 | 0.2
11 | 14 | 2 | 7611 | Saturday |  |  |  | 0 | 0.2 | 0.2
11 | 14 | 3 | 7612 | Saturday |  |  |  | 0 | 0.2 | 0.2
11 | 14 | 4 | 7613 | Saturday |  |  |  | 0 | 0.3 | 0.3
11 | 14 | 5 | 7614 | Saturday |  |  |  | 0 | 0.45 | 0.45
11 | 14 | 6 | 7615 | Saturday |  |  |  | 0 | 0.58 | 0.58
11 | 14 | 7 | 7616 | Saturday |  |  |  | 0 | 0.7 | 0.7
11 | 14 | 8 | 7617 | Saturday |  |  |  | 0 | 0.85 | 0.85
11 | 14 | 9 | 7618 | Saturday |  |  |  | 0 | 1.03 | 1.03
11 | 14 | 10 | 7619 | Saturday |  |  |  | 0 | 0.99 | 0.99
11 | 14 | 11 | 7620 | Saturday |  |  |  | 0 | 0.92 | 0.92
11 | 14 | 12 | 7621 | Saturday |  |  |  | 0 | 0.95 | 0.95
11 | 14 | 13 | 7622 | Saturday |  |  |  | 0 | 1 | 1
11 | 14 | 14 | 7623 | Saturday |  |  |  | 0 | 1.02 | 1.02
11 | 14 | 15 | 7624 | Saturday |  |  |  | 0 | 1.03 | 1.03
11 | 14 | 16 | 7625 | Saturday |  |  |  | 0 | 1.05 | 1.05
11 | 14 | 17 | 7626 | Saturday |  |  |  | 0 | 0.85 | 0.85
11 | 14 | 18 | 7627 | Saturday |  |  |  | 0 | 0.7 | 0.7
11 | 14 | 19 | 7628 | Saturday |  |  |  | 0 | 0.55 | 0.55
11 | 14 | 20 | 7629 | Saturday |  |  |  | 0 | 0.35 | 0.35
11 | 14 | 21 | 7630 | Saturday |  |  |  | 0 | 0.2 | 0.2
11 | 14 | 22 | 7631 | Saturday |  |  |  | 0 | 0.2 | 0.2
11 | 14 | 23 | 7632 | Saturday |  |  |  | 0 | 0.2 | 0.2
11 | 15 | 0 | 7633 | Sunday |  |  |  | 0 | 0.2 | 0.2
11 | 15 | 1 | 7634 | Sunday |  |  |  | 0 | 0.2 | 0.2
11 | 15 | 2 | 7635 | Sunday |  |  |  | 0 | 0.2 | 0.2
11 | 15 | 3 | 7636 | Sunday |  |  |  | 0 | 0.2 | 0.2
11 | 15 | 4 | 7637 | Sunday |  |  |  | 0 | 0.3 | 0.3
11 | 15 | 5 | 7638 | Sunday |  |  |  | 0 | 0.45 | 0.45
11 | 15 | 6 | 7639 | Sunday |  |  |  | 0 | 0.58 | 0.58
11 | 15 | 7 | 7640 | Sunday |  |  |  | 0 | 0.7 | 0.7
11 | 15 | 8 | 7641 | Sunday |  |  |  | 0 | 0.85 | 0.85
11 | 15 | 9 | 7642 | Sunday |  |  |  | 0 | 1.03 | 1.03
11 | 15 | 10 | 7643 | Sunday |  |  |  | 0 | 0.99 | 0.99
11 | 15 | 11 | 7644 | Sunday |  |  |  | 0 | 0.92 | 0.92
11 | 15 | 12 | 7645 | Sunday |  |  |  | 0 | 0.95 | 0.95
11 | 15 | 13 | 7646 | Sunday |  |  |  | 0 | 1 | 1
11 | 15 | 14 | 7647 | Sunday |  |  |  | 0 | 1.02 | 1.02
11 | 15 | 15 | 7648 | Sunday |  |  |  | 0 | 1.03 | 1.03
11 | 15 | 16 | 7649 | Sunday |  |  |  | 0 | 1.05 | 1.05
11 | 15 | 17 | 7650 | Sunday |  |  |  | 0 | 0.85 | 0.85
11 | 15 | 18 | 7651 | Sunday |  |  |  | 0 | 0.7 | 0.7
11 | 15 | 19 | 7652 | Sunday |  |  |  | 0 | 0.55 | 0.55
11 | 15 | 20 | 7653 | Sunday |  |  |  | 0 | 0.35 | 0.35
11 | 15 | 21 | 7654 | Sunday |  |  |  | 0 | 0.2 | 0.2
11 | 15 | 22 | 7655 | Sunday |  |  |  | 0 | 0.2 | 0.2
11 | 15 | 23 | 7656 | Sunday |  |  |  | 0 | 0.2 | 0.2
11 | 16 | 0 | 7657 | Yes |  |  |  | 0 | 0.2 | 0.2
11 | 16 | 1 | 7658 | Yes |  |  |  | 0 | 0.2 | 0.2
11 | 16 | 2 | 7659 | Yes |  |  |  | 0 | 0.2 | 0.2
11 | 16 | 3 | 7660 | Yes |  |  |  | 0 | 0.2 | 0.2
11 | 16 | 4 | 7661 | Yes |  |  |  | 0 | 0.3 | 0.3
11 | 16 | 5 | 7662 | Yes |  |  |  | 0 | 0.45 | 0.45
11 | 16 | 6 | 7663 | Yes |  |  |  | 0 | 0.58 | 0.58
11 | 16 | 7 | 7664 | Yes |  |  |  | 0 | 0.7 | 0.7
11 | 16 | 8 | 7665 | Yes |  |  |  | 0 | 0.85 | 0.85
11 | 16 | 9 | 7666 | Yes |  |  |  | 0 | 1.03 | 1.03
11 | 16 | 10 | 7667 | Yes |  |  |  | 0 | 0.99 | 0.99
11 | 16 | 11 | 7668 | Yes |  |  |  | 0 | 0.92 | 0.92
11 | 16 | 12 | 7669 | Yes |  |  |  | 0 | 0.95 | 0.95
11 | 16 | 13 | 7670 | Yes |  |  |  | 0 | 1 | 1
11 | 16 | 14 | 7671 | Yes |  |  |  | 0 | 1.02 | 1.02
11 | 16 | 15 | 7672 | Yes |  |  |  | 0 | 1.03 | 1.03
11 | 16 | 16 | 7673 | Yes |  |  |  | 0 | 1.05 | 1.05
11 | 16 | 17 | 7674 | Yes |  |  |  | 0 | 0.85 | 0.85
11 | 16 | 18 | 7675 | Yes |  |  |  | 0 | 0.7 | 0.7
11 | 16 | 19 | 7676 | Yes |  |  |  | 0 | 0.55 | 0.55
11 | 16 | 20 | 7677 | Yes |  |  |  | 0 | 0.35 | 0.35
11 | 16 | 21 | 7678 | Yes |  |  |  | 0 | 0.2 | 0.2
11 | 16 | 22 | 7679 | Yes |  |  |  | 0 | 0.2 | 0.2
11 | 16 | 23 | 7680 | Yes |  |  |  | 0 | 0.2 | 0.2
11 | 17 | 0 | 7681 | Yes |  |  |  | 0 | 0.2 | 0.2
11 | 17 | 1 | 7682 | Yes |  |  |  | 0 | 0.2 | 0.2
11 | 17 | 2 | 7683 | Yes |  |  |  | 0 | 0.2 | 0.2
11 | 17 | 3 | 7684 | Yes |  |  |  | 0 | 0.2 | 0.2
11 | 17 | 4 | 7685 | Yes |  |  |  | 0 | 0.3 | 0.3
11 | 17 | 5 | 7686 | Yes |  |  |  | 0 | 0.45 | 0.45
11 | 17 | 6 | 7687 | Yes |  |  |  | 0 | 0.58 | 0.58
11 | 17 | 7 | 7688 | Yes |  |  |  | 0 | 0.7 | 0.7
11 | 17 | 8 | 7689 | Yes |  |  |  | 0 | 0.85 | 0.85
11 | 17 | 9 | 7690 | Yes |  |  |  | 0 | 1.03 | 1.03
11 | 17 | 10 | 7691 | Yes |  |  |  | 0 | 0.99 | 0.99
11 | 17 | 11 | 7692 | Yes |  |  |  | 0 | 0.92 | 0.92
11 | 17 | 12 | 7693 | Yes |  |  |  | 0 | 0.95 | 0.95
11 | 17 | 13 | 7694 | Yes |  |  |  | 0 | 1 | 1
11 | 17 | 14 | 7695 | Yes |  |  |  | 0 | 1.02 | 1.02
11 | 17 | 15 | 7696 | Yes |  |  |  | 0 | 1.03 | 1.03
11 | 17 | 16 | 7697 | Yes |  |  |  | 0 | 1.05 | 1.05
11 | 17 | 17 | 7698 | Yes |  |  |  | 0 | 0.85 | 0.85
11 | 17 | 18 | 7699 | Yes |  |  |  | 0 | 0.7 | 0.7
11 | 17 | 19 | 7700 | Yes |  |  |  | 0 | 0.55 | 0.55
11 | 17 | 20 | 7701 | Yes |  |  |  | 0 | 0.35 | 0.35
11 | 17 | 21 | 7702 | Yes |  |  |  | 0 | 0.2 | 0.2
11 | 17 | 22 | 7703 | Yes |  |  |  | 0 | 0.2 | 0.2
11 | 17 | 23 | 7704 | Yes |  |  |  | 0 | 0.2 | 0.2
11 | 18 | 0 | 7705 | Yes |  |  |  | 0 | 0.2 | 0.2
11 | 18 | 1 | 7706 | Yes |  |  |  | 0 | 0.2 | 0.2
11 | 18 | 2 | 7707 | Yes |  |  |  | 0 | 0.2 | 0.2
11 | 18 | 3 | 7708 | Yes |  |  |  | 0 | 0.2 | 0.2
11 | 18 | 4 | 7709 | Yes |  |  |  | 0 | 0.3 | 0.3
11 | 18 | 5 | 7710 | Yes |  |  |  | 0 | 0.45 | 0.45
11 | 18 | 6 | 7711 | Yes |  |  |  | 0 | 0.58 | 0.58
11 | 18 | 7 | 7712 | Yes |  |  |  | 0 | 0.7 | 0.7
11 | 18 | 8 | 7713 | Yes |  |  |  | 0 | 0.85 | 0.85
11 | 18 | 9 | 7714 | Yes |  |  |  | 0 | 1.03 | 1.03
11 | 18 | 10 | 7715 | Yes |  |  |  | 0 | 0.99 | 0.99
11 | 18 | 11 | 7716 | Yes |  |  |  | 0 | 0.92 | 0.92
11 | 18 | 12 | 7717 | Yes |  |  |  | 0 | 0.95 | 0.95
11 | 18 | 13 | 7718 | Yes |  |  |  | 0 | 1 | 1
11 | 18 | 14 | 7719 | Yes |  |  |  | 0 | 1.02 | 1.02
11 | 18 | 15 | 7720 | Yes |  |  |  | 0 | 1.03 | 1.03
11 | 18 | 16 | 7721 | Yes |  |  |  | 0 | 1.05 | 1.05
11 | 18 | 17 | 7722 | Yes |  |  |  | 0 | 0.85 | 0.85
11 | 18 | 18 | 7723 | Yes |  |  |  | 0 | 0.7 | 0.7
11 | 18 | 19 | 7724 | Yes |  |  |  | 0 | 0.55 | 0.55
11 | 18 | 20 | 7725 | Yes |  |  |  | 0 | 0.35 | 0.35
11 | 18 | 21 | 7726 | Yes |  |  |  | 0 | 0.2 | 0.2
11 | 18 | 22 | 7727 | Yes |  |  |  | 0 | 0.2 | 0.2
11 | 18 | 23 | 7728 | Yes |  |  |  | 0 | 0.2 | 0.2
11 | 19 | 0 | 7729 | Yes |  |  |  | 0 | 0.2 | 0.2
11 | 19 | 1 | 7730 | Yes |  |  |  | 0 | 0.2 | 0.2
11 | 19 | 2 | 7731 | Yes |  |  |  | 0 | 0.2 | 0.2
11 | 19 | 3 | 7732 | Yes |  |  |  | 0 | 0.2 | 0.2
11 | 19 | 4 | 7733 | Yes |  |  |  | 0 | 0.3 | 0.3
11 | 19 | 5 | 7734 | Yes |  |  |  | 0 | 0.45 | 0.45
11 | 19 | 6 | 7735 | Yes |  |  |  | 0 | 0.58 | 0.58
11 | 19 | 7 | 7736 | Yes |  |  |  | 0 | 0.7 | 0.7
11 | 19 | 8 | 7737 | Yes |  |  |  | 0 | 0.85 | 0.85
11 | 19 | 9 | 7738 | Yes |  |  |  | 0 | 1.03 | 1.03
11 | 19 | 10 | 7739 | Yes |  |  |  | 0 | 0.99 | 0.99
11 | 19 | 11 | 7740 | Yes |  |  |  | 0 | 0.92 | 0.92
11 | 19 | 12 | 7741 | Yes |  |  |  | 0 | 0.95 | 0.95
11 | 19 | 13 | 7742 | Yes |  |  |  | 0 | 1 | 1
11 | 19 | 14 | 7743 | Yes |  |  |  | 0 | 1.02 | 1.02
11 | 19 | 15 | 7744 | Yes |  |  |  | 0 | 1.03 | 1.03
11 | 19 | 16 | 7745 | Yes |  |  |  | 0 | 1.05 | 1.05
11 | 19 | 17 | 7746 | Yes |  |  |  | 0 | 0.85 | 0.85
11 | 19 | 18 | 7747 | Yes |  |  |  | 0 | 0.7 | 0.7
11 | 19 | 19 | 7748 | Yes |  |  |  | 0 | 0.55 | 0.55
11 | 19 | 20 | 7749 | Yes |  |  |  | 0 | 0.35 | 0.35
11 | 19 | 21 | 7750 | Yes |  |  |  | 0 | 0.2 | 0.2
11 | 19 | 22 | 7751 | Yes |  |  |  | 0 | 0.2 | 0.2
11 | 19 | 23 | 7752 | Yes |  |  |  | 0 | 0.2 | 0.2
11 | 20 | 0 | 7753 | Yes |  |  |  | 0 | 0.2 | 0.2
11 | 20 | 1 | 7754 | Yes |  |  |  | 0 | 0.2 | 0.2
11 | 20 | 2 | 7755 | Yes |  |  |  | 0 | 0.2 | 0.2
11 | 20 | 3 | 7756 | Yes |  |  |  | 0 | 0.2 | 0.2
11 | 20 | 4 | 7757 | Yes |  |  |  | 0 | 0.3 | 0.3
11 | 20 | 5 | 7758 | Yes |  |  |  | 0 | 0.45 | 0.45
11 | 20 | 6 | 7759 | Yes |  |  |  | 0 | 0.58 | 0.58
11 | 20 | 7 | 7760 | Yes |  |  |  | 0 | 0.7 | 0.7
11 | 20 | 8 | 7761 | Yes |  |  |  | 0 | 0.85 | 0.85
11 | 20 | 9 | 7762 | Yes |  |  |  | 0 | 1.03 | 1.03
11 | 20 | 10 | 7763 | Yes |  |  |  | 0 | 0.99 | 0.99
11 | 20 | 11 | 7764 | Yes |  |  |  | 0 | 0.92 | 0.92
11 | 20 | 12 | 7765 | Yes |  |  |  | 0 | 0.95 | 0.95
11 | 20 | 13 | 7766 | Yes |  |  |  | 0 | 1 | 1
11 | 20 | 14 | 7767 | Yes |  |  |  | 0 | 1.02 | 1.02
11 | 20 | 15 | 7768 | Yes |  |  |  | 0 | 1.03 | 1.03
11 | 20 | 16 | 7769 | Yes |  |  |  | 0 | 1.05 | 1.05
11 | 20 | 17 | 7770 | Yes |  |  |  | 0 | 0.85 | 0.85
11 | 20 | 18 | 7771 | Yes |  |  |  | 0 | 0.7 | 0.7
11 | 20 | 19 | 7772 | Yes |  |  |  | 0 | 0.55 | 0.55
11 | 20 | 20 | 7773 | Yes |  |  |  | 0 | 0.35 | 0.35
11 | 20 | 21 | 7774 | Yes |  |  |  | 0 | 0.2 | 0.2
11 | 20 | 22 | 7775 | Yes |  |  |  | 0 | 0.2 | 0.2
11 | 20 | 23 | 7776 | Yes |  |  |  | 0 | 0.2 | 0.2
11 | 21 | 0 | 7777 | Saturday |  |  |  | 0 | 0.2 | 0.2
11 | 21 | 1 | 7778 | Saturday |  |  |  | 0 | 0.2 | 0.2
11 | 21 | 2 | 7779 | Saturday |  |  |  | 0 | 0.2 | 0.2
11 | 21 | 3 | 7780 | Saturday |  |  |  | 0 | 0.2 | 0.2
11 | 21 | 4 | 7781 | Saturday |  |  |  | 0 | 0.3 | 0.3
11 | 21 | 5 | 7782 | Saturday |  |  |  | 0 | 0.45 | 0.45
11 | 21 | 6 | 7783 | Saturday |  |  |  | 0 | 0.58 | 0.58
11 | 21 | 7 | 7784 | Saturday |  |  |  | 0 | 0.7 | 0.7
11 | 21 | 8 | 7785 | Saturday |  |  |  | 0 | 0.85 | 0.85
11 | 21 | 9 | 7786 | Saturday |  |  |  | 0 | 1.03 | 1.03
11 | 21 | 10 | 7787 | Saturday |  |  |  | 0 | 0.99 | 0.99
11 | 21 | 11 | 7788 | Saturday |  |  |  | 0 | 0.92 | 0.92
11 | 21 | 12 | 7789 | Saturday |  |  |  | 0 | 0.95 | 0.95
11 | 21 | 13 | 7790 | Saturday |  |  |  | 0 | 1 | 1
11 | 21 | 14 | 7791 | Saturday |  |  |  | 0 | 1.02 | 1.02
11 | 21 | 15 | 7792 | Saturday |  |  |  | 0 | 1.03 | 1.03
11 | 21 | 16 | 7793 | Saturday |  |  |  | 0 | 1.05 | 1.05
11 | 21 | 17 | 7794 | Saturday |  |  |  | 0 | 0.85 | 0.85
11 | 21 | 18 | 7795 | Saturday |  |  |  | 0 | 0.7 | 0.7
11 | 21 | 19 | 7796 | Saturday |  |  |  | 0 | 0.55 | 0.55
11 | 21 | 20 | 7797 | Saturday |  |  |  | 0 | 0.35 | 0.35
11 | 21 | 21 | 7798 | Saturday |  |  |  | 0 | 0.2 | 0.2
11 | 21 | 22 | 7799 | Saturday |  |  |  | 0 | 0.2 | 0.2
11 | 21 | 23 | 7800 | Saturday |  |  |  | 0 | 0.2 | 0.2
11 | 22 | 0 | 7801 | Sunday |  |  |  | 0 | 0.2 | 0.2
11 | 22 | 1 | 7802 | Sunday |  |  |  | 0 | 0.2 | 0.2
11 | 22 | 2 | 7803 | Sunday |  |  |  | 0 | 0.2 | 0.2
11 | 22 | 3 | 7804 | Sunday |  |  |  | 0 | 0.2 | 0.2
11 | 22 | 4 | 7805 | Sunday |  |  |  | 0 | 0.3 | 0.3
11 | 22 | 5 | 7806 | Sunday |  |  |  | 0 | 0.45 | 0.45
11 | 22 | 6 | 7807 | Sunday |  |  |  | 0 | 0.58 | 0.58
11 | 22 | 7 | 7808 | Sunday |  |  |  | 0 | 0.7 | 0.7
11 | 22 | 8 | 7809 | Sunday |  |  |  | 0 | 0.85 | 0.85
11 | 22 | 9 | 7810 | Sunday |  |  |  | 0 | 1.03 | 1.03
11 | 22 | 10 | 7811 | Sunday |  |  |  | 0 | 0.99 | 0.99
11 | 22 | 11 | 7812 | Sunday |  |  |  | 0 | 0.92 | 0.92
11 | 22 | 12 | 7813 | Sunday |  |  |  | 0 | 0.95 | 0.95
11 | 22 | 13 | 7814 | Sunday |  |  |  | 0 | 1 | 1
11 | 22 | 14 | 7815 | Sunday |  |  |  | 0 | 1.02 | 1.02
11 | 22 | 15 | 7816 | Sunday |  |  |  | 0 | 1.03 | 1.03
11 | 22 | 16 | 7817 | Sunday |  |  |  | 0 | 1.05 | 1.05
11 | 22 | 17 | 7818 | Sunday |  |  |  | 0 | 0.85 | 0.85
11 | 22 | 18 | 7819 | Sunday |  |  |  | 0 | 0.7 | 0.7
11 | 22 | 19 | 7820 | Sunday |  |  |  | 0 | 0.55 | 0.55
11 | 22 | 20 | 7821 | Sunday |  |  |  | 0 | 0.35 | 0.35
11 | 22 | 21 | 7822 | Sunday |  |  |  | 0 | 0.2 | 0.2
11 | 22 | 22 | 7823 | Sunday |  |  |  | 0 | 0.2 | 0.2
11 | 22 | 23 | 7824 | Sunday |  |  |  | 0 | 0.2 | 0.2
11 | 23 | 0 | 7825 | Yes |  |  |  | 0 | 0.2 | 0.2
11 | 23 | 1 | 7826 | Yes |  |  |  | 0 | 0.2 | 0.2
11 | 23 | 2 | 7827 | Yes |  |  |  | 0 | 0.2 | 0.2
11 | 23 | 3 | 7828 | Yes |  |  |  | 0 | 0.2 | 0.2
11 | 23 | 4 | 7829 | Yes |  |  |  | 0 | 0.3 | 0.3
11 | 23 | 5 | 7830 | Yes |  |  |  | 0 | 0.45 | 0.45
11 | 23 | 6 | 7831 | Yes |  |  |  | 0 | 0.58 | 0.58
11 | 23 | 7 | 7832 | Yes |  |  |  | 0 | 0.7 | 0.7
11 | 23 | 8 | 7833 | Yes |  |  |  | 0 | 0.85 | 0.85
11 | 23 | 9 | 7834 | Yes |  |  |  | 0 | 1.03 | 1.03
11 | 23 | 10 | 7835 | Yes |  |  |  | 0 | 0.99 | 0.99
11 | 23 | 11 | 7836 | Yes |  |  |  | 0 | 0.92 | 0.92
11 | 23 | 12 | 7837 | Yes |  |  |  | 0 | 0.95 | 0.95
11 | 23 | 13 | 7838 | Yes |  |  |  | 0 | 1 | 1
11 | 23 | 14 | 7839 | Yes |  |  |  | 0 | 1.02 | 1.02
11 | 23 | 15 | 7840 | Yes |  |  |  | 0 | 1.03 | 1.03
11 | 23 | 16 | 7841 | Yes |  |  |  | 0 | 1.05 | 1.05
11 | 23 | 17 | 7842 | Yes |  |  |  | 0 | 0.85 | 0.85
11 | 23 | 18 | 7843 | Yes |  |  |  | 0 | 0.7 | 0.7
11 | 23 | 19 | 7844 | Yes |  |  |  | 0 | 0.55 | 0.55
11 | 23 | 20 | 7845 | Yes |  |  |  | 0 | 0.35 | 0.35
11 | 23 | 21 | 7846 | Yes |  |  |  | 0 | 0.2 | 0.2
11 | 23 | 22 | 7847 | Yes |  |  |  | 0 | 0.2 | 0.2
11 | 23 | 23 | 7848 | Yes |  |  |  | 0 | 0.2 | 0.2
11 | 24 | 0 | 7849 | Yes |  |  |  | 0 | 0.2 | 0.2
11 | 24 | 1 | 7850 | Yes |  |  |  | 0 | 0.2 | 0.2
11 | 24 | 2 | 7851 | Yes |  |  |  | 0 | 0.2 | 0.2
11 | 24 | 3 | 7852 | Yes |  |  |  | 0 | 0.2 | 0.2
11 | 24 | 4 | 7853 | Yes |  |  |  | 0 | 0.3 | 0.3
11 | 24 | 5 | 7854 | Yes |  |  |  | 0 | 0.45 | 0.45
11 | 24 | 6 | 7855 | Yes |  |  |  | 0 | 0.58 | 0.58
11 | 24 | 7 | 7856 | Yes |  |  |  | 0 | 0.7 | 0.7
11 | 24 | 8 | 7857 | Yes |  |  |  | 0 | 0.85 | 0.85
11 | 24 | 9 | 7858 | Yes |  |  |  | 0 | 1.03 | 1.03
11 | 24 | 10 | 7859 | Yes |  |  |  | 0 | 0.99 | 0.99
11 | 24 | 11 | 7860 | Yes |  |  |  | 0 | 0.92 | 0.92
11 | 24 | 12 | 7861 | Yes |  |  |  | 0 | 0.95 | 0.95
11 | 24 | 13 | 7862 | Yes |  |  |  | 0 | 1 | 1
11 | 24 | 14 | 7863 | Yes |  |  |  | 0 | 1.02 | 1.02
11 | 24 | 15 | 7864 | Yes |  |  |  | 0 | 1.03 | 1.03
11 | 24 | 16 | 7865 | Yes |  |  |  | 0 | 1.05 | 1.05
11 | 24 | 17 | 7866 | Yes |  |  |  | 0 | 0.85 | 0.85
11 | 24 | 18 | 7867 | Yes |  |  |  | 0 | 0.7 | 0.7
11 | 24 | 19 | 7868 | Yes |  |  |  | 0 | 0.55 | 0.55
11 | 24 | 20 | 7869 | Yes |  |  |  | 0 | 0.35 | 0.35
11 | 24 | 21 | 7870 | Yes |  |  |  | 0 | 0.2 | 0.2
11 | 24 | 22 | 7871 | Yes |  |  |  | 0 | 0.2 | 0.2
11 | 24 | 23 | 7872 | Yes |  |  |  | 0 | 0.2 | 0.2
11 | 25 | 0 | 7873 | Yes |  |  |  | 0 | 0.2 | 0.2
11 | 25 | 1 | 7874 | Yes |  |  |  | 0 | 0.2 | 0.2
11 | 25 | 2 | 7875 | Yes |  |  |  | 0 | 0.2 | 0.2
11 | 25 | 3 | 7876 | Yes |  |  |  | 0 | 0.2 | 0.2
11 | 25 | 4 | 7877 | Yes |  |  |  | 0 | 0.3 | 0.3
11 | 25 | 5 | 7878 | Yes |  |  |  | 0 | 0.45 | 0.45
11 | 25 | 6 | 7879 | Yes |  |  |  | 0 | 0.58 | 0.58
11 | 25 | 7 | 7880 | Yes |  |  |  | 0 | 0.7 | 0.7
11 | 25 | 8 | 7881 | Yes |  |  |  | 0 | 0.85 | 0.85
11 | 25 | 9 | 7882 | Yes |  |  |  | 0 | 1.03 | 1.03
11 | 25 | 10 | 7883 | Yes |  |  |  | 0 | 0.99 | 0.99
11 | 25 | 11 | 7884 | Yes |  |  |  | 0 | 0.92 | 0.92
11 | 25 | 12 | 7885 | Yes |  |  |  | 0 | 0.95 | 0.95
11 | 25 | 13 | 7886 | Yes |  |  |  | 0 | 1 | 1
11 | 25 | 14 | 7887 | Yes |  |  |  | 0 | 1.02 | 1.02
11 | 25 | 15 | 7888 | Yes |  |  |  | 0 | 1.03 | 1.03
11 | 25 | 16 | 7889 | Yes |  |  |  | 0 | 1.05 | 1.05
11 | 25 | 17 | 7890 | Yes |  |  |  | 0 | 0.85 | 0.85
11 | 25 | 18 | 7891 | Yes |  |  |  | 0 | 0.7 | 0.7
11 | 25 | 19 | 7892 | Yes |  |  |  | 0 | 0.55 | 0.55
11 | 25 | 20 | 7893 | Yes |  |  |  | 0 | 0.35 | 0.35
11 | 25 | 21 | 7894 | Yes |  |  |  | 0 | 0.2 | 0.2
11 | 25 | 22 | 7895 | Yes |  |  |  | 0 | 0.2 | 0.2
11 | 25 | 23 | 7896 | Yes |  |  |  | 0 | 0.2 | 0.2
11 | 26 | 0 | 7897 | Yes |  |  |  | 0 | 0.2 | 0.2
11 | 26 | 1 | 7898 | Yes |  |  |  | 0 | 0.2 | 0.2
11 | 26 | 2 | 7899 | Yes |  |  |  | 0 | 0.2 | 0.2
11 | 26 | 3 | 7900 | Yes |  |  |  | 0 | 0.2 | 0.2
11 | 26 | 4 | 7901 | Yes |  |  |  | 0 | 0.3 | 0.3
11 | 26 | 5 | 7902 | Yes |  |  |  | 0 | 0.45 | 0.45
11 | 26 | 6 | 7903 | Yes |  |  |  | 0 | 0.58 | 0.58
11 | 26 | 7 | 7904 | Yes |  |  |  | 0 | 0.7 | 0.7
11 | 26 | 8 | 7905 | Yes |  |  |  | 0 | 0.85 | 0.85
11 | 26 | 9 | 7906 | Yes |  |  |  | 0 | 1.03 | 1.03
11 | 26 | 10 | 7907 | Yes |  |  |  | 0 | 0.99 | 0.99
11 | 26 | 11 | 7908 | Yes |  |  |  | 0 | 0.92 | 0.92
11 | 26 | 12 | 7909 | Yes |  |  |  | 0 | 0.95 | 0.95
11 | 26 | 13 | 7910 | Yes |  |  |  | 0 | 1 | 1
11 | 26 | 14 | 7911 | Yes |  |  |  | 0 | 1.02 | 1.02
11 | 26 | 15 | 7912 | Yes |  |  |  | 0 | 1.03 | 1.03
11 | 26 | 16 | 7913 | Yes |  |  |  | 0 | 1.05 | 1.05
11 | 26 | 17 | 7914 | Yes |  |  |  | 0 | 0.85 | 0.85
11 | 26 | 18 | 7915 | Yes |  |  |  | 0 | 0.7 | 0.7
11 | 26 | 19 | 7916 | Yes |  |  |  | 0 | 0.55 | 0.55
11 | 26 | 20 | 7917 | Yes |  |  |  | 0 | 0.35 | 0.35
11 | 26 | 21 | 7918 | Yes |  |  |  | 0 | 0.2 | 0.2
11 | 26 | 22 | 7919 | Yes |  |  |  | 0 | 0.2 | 0.2
11 | 26 | 23 | 7920 | Yes |  |  |  | 0 | 0.2 | 0.2
11 | 27 | 0 | 7921 | Yes |  |  |  | 0 | 0.2 | 0.2
11 | 27 | 1 | 7922 | Yes |  |  |  | 0 | 0.2 | 0.2
11 | 27 | 2 | 7923 | Yes |  |  |  | 0 | 0.2 | 0.2
11 | 27 | 3 | 7924 | Yes |  |  |  | 0 | 0.2 | 0.2
11 | 27 | 4 | 7925 | Yes |  |  |  | 0 | 0.3 | 0.3
11 | 27 | 5 | 7926 | Yes |  |  |  | 0 | 0.45 | 0.45
11 | 27 | 6 | 7927 | Yes |  |  |  | 0 | 0.58 | 0.58
11 | 27 | 7 | 7928 | Yes |  |  |  | 0 | 0.7 | 0.7
11 | 27 | 8 | 7929 | Yes |  |  |  | 0 | 0.85 | 0.85
11 | 27 | 9 | 7930 | Yes |  |  |  | 0 | 1.03 | 1.03
11 | 27 | 10 | 7931 | Yes |  |  |  | 0 | 0.99 | 0.99
11 | 27 | 11 | 7932 | Yes |  |  |  | 0 | 0.92 | 0.92
11 | 27 | 12 | 7933 | Yes |  |  |  | 0 | 0.95 | 0.95
11 | 27 | 13 | 7934 | Yes |  |  |  | 0 | 1 | 1
11 | 27 | 14 | 7935 | Yes |  |  |  | 0 | 1.02 | 1.02
11 | 27 | 15 | 7936 | Yes |  |  |  | 0 | 1.03 | 1.03
11 | 27 | 16 | 7937 | Yes |  |  |  | 0 | 1.05 | 1.05
11 | 27 | 17 | 7938 | Yes |  |  |  | 0 | 0.85 | 0.85
11 | 27 | 18 | 7939 | Yes |  |  |  | 0 | 0.7 | 0.7
11 | 27 | 19 | 7940 | Yes |  |  |  | 0 | 0.55 | 0.55
11 | 27 | 20 | 7941 | Yes |  |  |  | 0 | 0.35 | 0.35
11 | 27 | 21 | 7942 | Yes |  |  |  | 0 | 0.2 | 0.2
11 | 27 | 22 | 7943 | Yes |  |  |  | 0 | 0.2 | 0.2
11 | 27 | 23 | 7944 | Yes |  |  |  | 0 | 0.2 | 0.2
11 | 28 | 0 | 7945 | Saturday |  |  |  | 0 | 0.2 | 0.2
11 | 28 | 1 | 7946 | Saturday |  |  |  | 0 | 0.2 | 0.2
11 | 28 | 2 | 7947 | Saturday |  |  |  | 0 | 0.2 | 0.2
11 | 28 | 3 | 7948 | Saturday |  |  |  | 0 | 0.2 | 0.2
11 | 28 | 4 | 7949 | Saturday |  |  |  | 0 | 0.3 | 0.3
11 | 28 | 5 | 7950 | Saturday |  |  |  | 0 | 0.45 | 0.45
11 | 28 | 6 | 7951 | Saturday |  |  |  | 0 | 0.58 | 0.58
11 | 28 | 7 | 7952 | Saturday |  |  |  | 0 | 0.7 | 0.7
11 | 28 | 8 | 7953 | Saturday |  |  |  | 0 | 0.85 | 0.85
11 | 28 | 9 | 7954 | Saturday |  |  |  | 0 | 1.03 | 1.03
11 | 28 | 10 | 7955 | Saturday |  |  |  | 0 | 0.99 | 0.99
11 | 28 | 11 | 7956 | Saturday |  |  |  | 0 | 0.92 | 0.92
11 | 28 | 12 | 7957 | Saturday |  |  |  | 0 | 0.95 | 0.95
11 | 28 | 13 | 7958 | Saturday |  |  |  | 0 | 1 | 1
11 | 28 | 14 | 7959 | Saturday |  |  |  | 0 | 1.02 | 1.02
11 | 28 | 15 | 7960 | Saturday |  |  |  | 0 | 1.03 | 1.03
11 | 28 | 16 | 7961 | Saturday |  |  |  | 0 | 1.05 | 1.05
11 | 28 | 17 | 7962 | Saturday |  |  |  | 0 | 0.85 | 0.85
11 | 28 | 18 | 7963 | Saturday |  |  |  | 0 | 0.7 | 0.7
11 | 28 | 19 | 7964 | Saturday |  |  |  | 0 | 0.55 | 0.55
11 | 28 | 20 | 7965 | Saturday |  |  |  | 0 | 0.35 | 0.35
11 | 28 | 21 | 7966 | Saturday |  |  |  | 0 | 0.2 | 0.2
11 | 28 | 22 | 7967 | Saturday |  |  |  | 0 | 0.2 | 0.2
11 | 28 | 23 | 7968 | Saturday |  |  |  | 0 | 0.2 | 0.2
11 | 29 | 0 | 7969 | Sunday |  |  |  | 0 | 0.2 | 0.2
11 | 29 | 1 | 7970 | Sunday |  |  |  | 0 | 0.2 | 0.2
11 | 29 | 2 | 7971 | Sunday |  |  |  | 0 | 0.2 | 0.2
11 | 29 | 3 | 7972 | Sunday |  |  |  | 0 | 0.2 | 0.2
11 | 29 | 4 | 7973 | Sunday |  |  |  | 0 | 0.3 | 0.3
11 | 29 | 5 | 7974 | Sunday |  |  |  | 0 | 0.45 | 0.45
11 | 29 | 6 | 7975 | Sunday |  |  |  | 0 | 0.58 | 0.58
11 | 29 | 7 | 7976 | Sunday |  |  |  | 0 | 0.7 | 0.7
11 | 29 | 8 | 7977 | Sunday |  |  |  | 0 | 0.85 | 0.85
11 | 29 | 9 | 7978 | Sunday |  |  |  | 0 | 1.03 | 1.03
11 | 29 | 10 | 7979 | Sunday |  |  |  | 0 | 0.99 | 0.99
11 | 29 | 11 | 7980 | Sunday |  |  |  | 0 | 0.92 | 0.92
11 | 29 | 12 | 7981 | Sunday |  |  |  | 0 | 0.95 | 0.95
11 | 29 | 13 | 7982 | Sunday |  |  |  | 0 | 1 | 1
11 | 29 | 14 | 7983 | Sunday |  |  |  | 0 | 1.02 | 1.02
11 | 29 | 15 | 7984 | Sunday |  |  |  | 0 | 1.03 | 1.03
11 | 29 | 16 | 7985 | Sunday |  |  |  | 0 | 1.05 | 1.05
11 | 29 | 17 | 7986 | Sunday |  |  |  | 0 | 0.85 | 0.85
11 | 29 | 18 | 7987 | Sunday |  |  |  | 0 | 0.7 | 0.7
11 | 29 | 19 | 7988 | Sunday |  |  |  | 0 | 0.55 | 0.55
11 | 29 | 20 | 7989 | Sunday |  |  |  | 0 | 0.35 | 0.35
11 | 29 | 21 | 7990 | Sunday |  |  |  | 0 | 0.2 | 0.2
11 | 29 | 22 | 7991 | Sunday |  |  |  | 0 | 0.2 | 0.2
11 | 29 | 23 | 7992 | Sunday |  |  |  | 0 | 0.2 | 0.2
11 | 30 | 0 | 7993 | Yes |  |  |  | 0 | 0.2 | 0.2
11 | 30 | 1 | 7994 | Yes |  |  |  | 0 | 0.2 | 0.2
11 | 30 | 2 | 7995 | Yes |  |  |  | 0 | 0.2 | 0.2
11 | 30 | 3 | 7996 | Yes |  |  |  | 0 | 0.2 | 0.2
11 | 30 | 4 | 7997 | Yes |  |  |  | 0 | 0.3 | 0.3
11 | 30 | 5 | 7998 | Yes |  |  |  | 0 | 0.45 | 0.45
11 | 30 | 6 | 7999 | Yes |  |  |  | 0 | 0.58 | 0.58
11 | 30 | 7 | 8000 | Yes |  |  |  | 0 | 0.7 | 0.7
11 | 30 | 8 | 8001 | Yes |  |  |  | 0 | 0.85 | 0.85
11 | 30 | 9 | 8002 | Yes |  |  |  | 0 | 1.03 | 1.03
11 | 30 | 10 | 8003 | Yes |  |  |  | 0 | 0.99 | 0.99
11 | 30 | 11 | 8004 | Yes |  |  |  | 0 | 0.92 | 0.92
11 | 30 | 12 | 8005 | Yes |  |  |  | 0 | 0.95 | 0.95
11 | 30 | 13 | 8006 | Yes |  |  |  | 0 | 1 | 1
11 | 30 | 14 | 8007 | Yes |  |  |  | 0 | 1.02 | 1.02
11 | 30 | 15 | 8008 | Yes |  |  |  | 0 | 1.03 | 1.03
11 | 30 | 16 | 8009 | Yes |  |  |  | 0 | 1.05 | 1.05
11 | 30 | 17 | 8010 | Yes |  |  |  | 0 | 0.85 | 0.85
11 | 30 | 18 | 8011 | Yes |  |  |  | 0 | 0.7 | 0.7
11 | 30 | 19 | 8012 | Yes |  |  |  | 0 | 0.55 | 0.55
11 | 30 | 20 | 8013 | Yes |  |  |  | 0 | 0.35 | 0.35
11 | 30 | 21 | 8014 | Yes |  |  |  | 0 | 0.2 | 0.2
11 | 30 | 22 | 8015 | Yes |  |  |  | 0 | 0.2 | 0.2
11 | 30 | 23 | 8016 | Yes |  |  |  | 0 | 0.2 | 0.2
12 | 1 | 0 | 8017 | Sunday |  |  |  | 0 | 0.2 | 0.2
12 | 1 | 1 | 8018 | Sunday |  |  |  | 0 | 0.2 | 0.2
12 | 1 | 2 | 8019 | Sunday |  |  |  | 0 | 0.2 | 0.2
12 | 1 | 3 | 8020 | Sunday |  |  |  | 0 | 0.2 | 0.2
12 | 1 | 4 | 8021 | Sunday |  |  |  | 0 | 0.3 | 0.3
12 | 1 | 5 | 8022 | Sunday |  |  |  | 0 | 0.45 | 0.45
12 | 1 | 6 | 8023 | Sunday |  |  |  | 0 | 0.58 | 0.58
12 | 1 | 7 | 8024 | Sunday |  |  |  | 0 | 0.7 | 0.7
12 | 1 | 8 | 8025 | Sunday |  |  |  | 0 | 0.85 | 0.85
12 | 1 | 9 | 8026 | Sunday |  |  |  | 0 | 1.03 | 1.03
12 | 1 | 10 | 8027 | Sunday |  |  |  | 0 | 0.99 | 0.99
12 | 1 | 11 | 8028 | Sunday |  |  |  | 0 | 0.92 | 0.92
12 | 1 | 12 | 8029 | Sunday |  |  |  | 0 | 0.95 | 0.95
12 | 1 | 13 | 8030 | Sunday |  |  |  | 0 | 1 | 1
12 | 1 | 14 | 8031 | Sunday |  |  |  | 0 | 1.02 | 1.02
12 | 1 | 15 | 8032 | Sunday |  |  |  | 0 | 1.03 | 1.03
12 | 1 | 16 | 8033 | Sunday |  |  |  | 0 | 1.05 | 1.05
12 | 1 | 17 | 8034 | Sunday |  |  |  | 0 | 0.85 | 0.85
12 | 1 | 18 | 8035 | Sunday |  |  |  | 0 | 0.7 | 0.7
12 | 1 | 19 | 8036 | Sunday |  |  |  | 0 | 0.55 | 0.55
12 | 1 | 20 | 8037 | Sunday |  |  |  | 0 | 0.35 | 0.35
12 | 1 | 21 | 8038 | Sunday |  |  |  | 0 | 0.2 | 0.2
12 | 1 | 22 | 8039 | Sunday |  |  |  | 0 | 0.2 | 0.2
12 | 1 | 23 | 8040 | Sunday |  |  |  | 0 | 0.2 | 0.2
12 | 2 | 0 | 8041 | Yes |  |  |  | 0 | 0.2 | 0.2
12 | 2 | 1 | 8042 | Yes |  |  |  | 0 | 0.2 | 0.2
12 | 2 | 2 | 8043 | Yes |  |  |  | 0 | 0.2 | 0.2
12 | 2 | 3 | 8044 | Yes |  |  |  | 0 | 0.2 | 0.2
12 | 2 | 4 | 8045 | Yes |  |  |  | 0 | 0.3 | 0.3
12 | 2 | 5 | 8046 | Yes |  |  |  | 0 | 0.45 | 0.45
12 | 2 | 6 | 8047 | Yes |  |  |  | 0 | 0.58 | 0.58
12 | 2 | 7 | 8048 | Yes |  |  |  | 0 | 0.7 | 0.7
12 | 2 | 8 | 8049 | Yes |  |  |  | 0 | 0.85 | 0.85
12 | 2 | 9 | 8050 | Yes |  |  |  | 0 | 1.03 | 1.03
12 | 2 | 10 | 8051 | Yes |  |  |  | 0 | 0.99 | 0.99
12 | 2 | 11 | 8052 | Yes |  |  |  | 0 | 0.92 | 0.92
12 | 2 | 12 | 8053 | Yes |  |  |  | 0 | 0.95 | 0.95
12 | 2 | 13 | 8054 | Yes |  |  |  | 0 | 1 | 1
12 | 2 | 14 | 8055 | Yes |  |  |  | 0 | 1.02 | 1.02
12 | 2 | 15 | 8056 | Yes |  |  |  | 0 | 1.03 | 1.03
12 | 2 | 16 | 8057 | Yes |  |  |  | 0 | 1.05 | 1.05
12 | 2 | 17 | 8058 | Yes |  |  |  | 0 | 0.85 | 0.85
12 | 2 | 18 | 8059 | Yes |  |  |  | 0 | 0.7 | 0.7
12 | 2 | 19 | 8060 | Yes |  |  |  | 0 | 0.55 | 0.55
12 | 2 | 20 | 8061 | Yes |  |  |  | 0 | 0.35 | 0.35
12 | 2 | 21 | 8062 | Yes |  |  |  | 0 | 0.2 | 0.2
12 | 2 | 22 | 8063 | Yes |  |  |  | 0 | 0.2 | 0.2
12 | 2 | 23 | 8064 | Yes |  |  |  | 0 | 0.2 | 0.2
12 | 3 | 0 | 8065 | Yes |  |  |  | 0 | 0.2 | 0.2
12 | 3 | 1 | 8066 | Yes |  |  |  | 0 | 0.2 | 0.2
12 | 3 | 2 | 8067 | Yes |  |  |  | 0 | 0.2 | 0.2
12 | 3 | 3 | 8068 | Yes |  |  |  | 0 | 0.2 | 0.2
12 | 3 | 4 | 8069 | Yes |  |  |  | 0 | 0.3 | 0.3
12 | 3 | 5 | 8070 | Yes |  |  |  | 0 | 0.45 | 0.45
12 | 3 | 6 | 8071 | Yes |  |  |  | 0 | 0.58 | 0.58
12 | 3 | 7 | 8072 | Yes |  |  |  | 0 | 0.7 | 0.7
12 | 3 | 8 | 8073 | Yes |  |  |  | 0 | 0.85 | 0.85
12 | 3 | 9 | 8074 | Yes |  |  |  | 0 | 1.03 | 1.03
12 | 3 | 10 | 8075 | Yes |  |  |  | 0 | 0.99 | 0.99
12 | 3 | 11 | 8076 | Yes |  |  |  | 0 | 0.92 | 0.92
12 | 3 | 12 | 8077 | Yes |  |  |  | 0 | 0.95 | 0.95
12 | 3 | 13 | 8078 | Yes |  |  |  | 0 | 1 | 1
12 | 3 | 14 | 8079 | Yes |  |  |  | 0 | 1.02 | 1.02
12 | 3 | 15 | 8080 | Yes |  |  |  | 0 | 1.03 | 1.03
12 | 3 | 16 | 8081 | Yes |  |  |  | 0 | 1.05 | 1.05
12 | 3 | 17 | 8082 | Yes |  |  |  | 0 | 0.85 | 0.85
12 | 3 | 18 | 8083 | Yes |  |  |  | 0 | 0.7 | 0.7
12 | 3 | 19 | 8084 | Yes |  |  |  | 0 | 0.55 | 0.55
12 | 3 | 20 | 8085 | Yes |  |  |  | 0 | 0.35 | 0.35
12 | 3 | 21 | 8086 | Yes |  |  |  | 0 | 0.2 | 0.2
12 | 3 | 22 | 8087 | Yes |  |  |  | 0 | 0.2 | 0.2
12 | 3 | 23 | 8088 | Yes |  |  |  | 0 | 0.2 | 0.2
12 | 4 | 0 | 8089 | Yes |  |  |  | 0 | 0.2 | 0.2
12 | 4 | 1 | 8090 | Yes |  |  |  | 0 | 0.2 | 0.2
12 | 4 | 2 | 8091 | Yes |  |  |  | 0 | 0.2 | 0.2
12 | 4 | 3 | 8092 | Yes |  |  |  | 0 | 0.2 | 0.2
12 | 4 | 4 | 8093 | Yes |  |  |  | 0 | 0.3 | 0.3
12 | 4 | 5 | 8094 | Yes |  |  |  | 0 | 0.45 | 0.45
12 | 4 | 6 | 8095 | Yes |  |  |  | 0 | 0.58 | 0.58
12 | 4 | 7 | 8096 | Yes |  |  |  | 0 | 0.7 | 0.7
12 | 4 | 8 | 8097 | Yes |  |  |  | 0 | 0.85 | 0.85
12 | 4 | 9 | 8098 | Yes |  |  |  | 0 | 1.03 | 1.03
12 | 4 | 10 | 8099 | Yes |  |  |  | 0 | 0.99 | 0.99
12 | 4 | 11 | 8100 | Yes |  |  |  | 0 | 0.92 | 0.92
12 | 4 | 12 | 8101 | Yes |  |  |  | 0 | 0.95 | 0.95
12 | 4 | 13 | 8102 | Yes |  |  |  | 0 | 1 | 1
12 | 4 | 14 | 8103 | Yes |  |  |  | 0 | 1.02 | 1.02
12 | 4 | 15 | 8104 | Yes |  |  |  | 0 | 1.03 | 1.03
12 | 4 | 16 | 8105 | Yes |  |  |  | 0 | 1.05 | 1.05
12 | 4 | 17 | 8106 | Yes |  |  |  | 0 | 0.85 | 0.85
12 | 4 | 18 | 8107 | Yes |  |  |  | 0 | 0.7 | 0.7
12 | 4 | 19 | 8108 | Yes |  |  |  | 0 | 0.55 | 0.55
12 | 4 | 20 | 8109 | Yes |  |  |  | 0 | 0.35 | 0.35
12 | 4 | 21 | 8110 | Yes |  |  |  | 0 | 0.2 | 0.2
12 | 4 | 22 | 8111 | Yes |  |  |  | 0 | 0.2 | 0.2
12 | 4 | 23 | 8112 | Yes |  |  |  | 0 | 0.2 | 0.2
12 | 5 | 0 | 8113 | Yes |  |  |  | 0 | 0.2 | 0.2
12 | 5 | 1 | 8114 | Yes |  |  |  | 0 | 0.2 | 0.2
12 | 5 | 2 | 8115 | Yes |  |  |  | 0 | 0.2 | 0.2
12 | 5 | 3 | 8116 | Yes |  |  |  | 0 | 0.2 | 0.2
12 | 5 | 4 | 8117 | Yes |  |  |  | 0 | 0.3 | 0.3
12 | 5 | 5 | 8118 | Yes |  |  |  | 0 | 0.45 | 0.45
12 | 5 | 6 | 8119 | Yes |  |  |  | 0 | 0.58 | 0.58
12 | 5 | 7 | 8120 | Yes |  |  |  | 0 | 0.7 | 0.7
12 | 5 | 8 | 8121 | Yes |  |  |  | 0 | 0.85 | 0.85
12 | 5 | 9 | 8122 | Yes |  |  |  | 0 | 1.03 | 1.03
12 | 5 | 10 | 8123 | Yes |  |  |  | 0 | 0.99 | 0.99
12 | 5 | 11 | 8124 | Yes |  |  |  | 0 | 0.92 | 0.92
12 | 5 | 12 | 8125 | Yes |  |  |  | 0 | 0.95 | 0.95
12 | 5 | 13 | 8126 | Yes |  |  |  | 0 | 1 | 1
12 | 5 | 14 | 8127 | Yes |  |  |  | 0 | 1.02 | 1.02
12 | 5 | 15 | 8128 | Yes |  |  |  | 0 | 1.03 | 1.03
12 | 5 | 16 | 8129 | Yes |  |  |  | 0 | 1.05 | 1.05
12 | 5 | 17 | 8130 | Yes |  |  |  | 0 | 0.85 | 0.85
12 | 5 | 18 | 8131 | Yes |  |  |  | 0 | 0.7 | 0.7
12 | 5 | 19 | 8132 | Yes |  |  |  | 0 | 0.55 | 0.55
12 | 5 | 20 | 8133 | Yes |  |  |  | 0 | 0.35 | 0.35
12 | 5 | 21 | 8134 | Yes |  |  |  | 0 | 0.2 | 0.2
12 | 5 | 22 | 8135 | Yes |  |  |  | 0 | 0.2 | 0.2
12 | 5 | 23 | 8136 | Yes |  |  |  | 0 | 0.2 | 0.2
12 | 6 | 0 | 8137 | Yes |  |  |  | 0 | 0.2 | 0.2
12 | 6 | 1 | 8138 | Yes |  |  |  | 0 | 0.2 | 0.2
12 | 6 | 2 | 8139 | Yes |  |  |  | 0 | 0.2 | 0.2
12 | 6 | 3 | 8140 | Yes |  |  |  | 0 | 0.2 | 0.2
12 | 6 | 4 | 8141 | Yes |  |  |  | 0 | 0.3 | 0.3
12 | 6 | 5 | 8142 | Yes |  |  |  | 0 | 0.45 | 0.45
12 | 6 | 6 | 8143 | Yes |  |  |  | 0 | 0.58 | 0.58
12 | 6 | 7 | 8144 | Yes |  |  |  | 0 | 0.7 | 0.7
12 | 6 | 8 | 8145 | Yes |  |  |  | 0 | 0.85 | 0.85
12 | 6 | 9 | 8146 | Yes |  |  |  | 0 | 1.03 | 1.03
12 | 6 | 10 | 8147 | Yes |  |  |  | 0 | 0.99 | 0.99
12 | 6 | 11 | 8148 | Yes |  |  |  | 0 | 0.92 | 0.92
12 | 6 | 12 | 8149 | Yes |  |  |  | 0 | 0.95 | 0.95
12 | 6 | 13 | 8150 | Yes |  |  |  | 0 | 1 | 1
12 | 6 | 14 | 8151 | Yes |  |  |  | 0 | 1.02 | 1.02
12 | 6 | 15 | 8152 | Yes |  |  |  | 0 | 1.03 | 1.03
12 | 6 | 16 | 8153 | Yes |  |  |  | 0 | 1.05 | 1.05
12 | 6 | 17 | 8154 | Yes |  |  |  | 0 | 0.85 | 0.85
12 | 6 | 18 | 8155 | Yes |  |  |  | 0 | 0.7 | 0.7
12 | 6 | 19 | 8156 | Yes |  |  |  | 0 | 0.55 | 0.55
12 | 6 | 20 | 8157 | Yes |  |  |  | 0 | 0.35 | 0.35
12 | 6 | 21 | 8158 | Yes |  |  |  | 0 | 0.2 | 0.2
12 | 6 | 22 | 8159 | Yes |  |  |  | 0 | 0.2 | 0.2
12 | 6 | 23 | 8160 | Yes |  |  |  | 0 | 0.2 | 0.2
12 | 7 | 0 | 8161 | Saturday |  |  |  | 0 | 0.2 | 0.2
12 | 7 | 1 | 8162 | Saturday |  |  |  | 0 | 0.2 | 0.2
12 | 7 | 2 | 8163 | Saturday |  |  |  | 0 | 0.2 | 0.2
12 | 7 | 3 | 8164 | Saturday |  |  |  | 0 | 0.2 | 0.2
12 | 7 | 4 | 8165 | Saturday |  |  |  | 0 | 0.3 | 0.3
12 | 7 | 5 | 8166 | Saturday |  |  |  | 0 | 0.45 | 0.45
12 | 7 | 6 | 8167 | Saturday |  |  |  | 0 | 0.58 | 0.58
12 | 7 | 7 | 8168 | Saturday |  |  |  | 0 | 0.7 | 0.7
12 | 7 | 8 | 8169 | Saturday |  |  |  | 0 | 0.85 | 0.85
12 | 7 | 9 | 8170 | Saturday |  |  |  | 0 | 1.03 | 1.03
12 | 7 | 10 | 8171 | Saturday |  |  |  | 0 | 0.99 | 0.99
12 | 7 | 11 | 8172 | Saturday |  |  |  | 0 | 0.92 | 0.92
12 | 7 | 12 | 8173 | Saturday |  |  |  | 0 | 0.95 | 0.95
12 | 7 | 13 | 8174 | Saturday |  |  |  | 0 | 1 | 1
12 | 7 | 14 | 8175 | Saturday |  |  |  | 0 | 1.02 | 1.02
12 | 7 | 15 | 8176 | Saturday |  |  |  | 0 | 1.03 | 1.03
12 | 7 | 16 | 8177 | Saturday |  |  |  | 0 | 1.05 | 1.05
12 | 7 | 17 | 8178 | Saturday |  |  |  | 0 | 0.85 | 0.85
12 | 7 | 18 | 8179 | Saturday |  |  |  | 0 | 0.7 | 0.7
12 | 7 | 19 | 8180 | Saturday |  |  |  | 0 | 0.55 | 0.55
12 | 7 | 20 | 8181 | Saturday |  |  |  | 0 | 0.35 | 0.35
12 | 7 | 21 | 8182 | Saturday |  |  |  | 0 | 0.2 | 0.2
12 | 7 | 22 | 8183 | Saturday |  |  |  | 0 | 0.2 | 0.2
12 | 7 | 23 | 8184 | Saturday |  |  |  | 0 | 0.2 | 0.2
12 | 8 | 0 | 8185 | Sunday |  |  |  | 0 | 0.2 | 0.2
12 | 8 | 1 | 8186 | Sunday |  |  |  | 0 | 0.2 | 0.2
12 | 8 | 2 | 8187 | Sunday |  |  |  | 0 | 0.2 | 0.2
12 | 8 | 3 | 8188 | Sunday |  |  |  | 0 | 0.2 | 0.2
12 | 8 | 4 | 8189 | Sunday |  |  |  | 0 | 0.3 | 0.3
12 | 8 | 5 | 8190 | Sunday |  |  |  | 0 | 0.45 | 0.45
12 | 8 | 6 | 8191 | Sunday |  |  |  | 0 | 0.58 | 0.58
12 | 8 | 7 | 8192 | Sunday |  |  |  | 0 | 0.7 | 0.7
12 | 8 | 8 | 8193 | Sunday |  |  |  | 0 | 0.85 | 0.85
12 | 8 | 9 | 8194 | Sunday |  |  |  | 0 | 1.03 | 1.03
12 | 8 | 10 | 8195 | Sunday |  |  |  | 0 | 0.99 | 0.99
12 | 8 | 11 | 8196 | Sunday |  |  |  | 0 | 0.92 | 0.92
12 | 8 | 12 | 8197 | Sunday |  |  |  | 0 | 0.95 | 0.95
12 | 8 | 13 | 8198 | Sunday |  |  |  | 0 | 1 | 1
12 | 8 | 14 | 8199 | Sunday |  |  |  | 0 | 1.02 | 1.02
12 | 8 | 15 | 8200 | Sunday |  |  |  | 0 | 1.03 | 1.03
12 | 8 | 16 | 8201 | Sunday |  |  |  | 0 | 1.05 | 1.05
12 | 8 | 17 | 8202 | Sunday |  |  |  | 0 | 0.85 | 0.85
12 | 8 | 18 | 8203 | Sunday |  |  |  | 0 | 0.7 | 0.7
12 | 8 | 19 | 8204 | Sunday |  |  |  | 0 | 0.55 | 0.55
12 | 8 | 20 | 8205 | Sunday |  |  |  | 0 | 0.35 | 0.35
12 | 8 | 21 | 8206 | Sunday |  |  |  | 0 | 0.2 | 0.2
12 | 8 | 22 | 8207 | Sunday |  |  |  | 0 | 0.2 | 0.2
12 | 8 | 23 | 8208 | Sunday |  |  |  | 0 | 0.2 | 0.2
12 | 9 | 0 | 8209 | Yes |  |  |  | 0 | 0.2 | 0.2
12 | 9 | 1 | 8210 | Yes |  |  |  | 0 | 0.2 | 0.2
12 | 9 | 2 | 8211 | Yes |  |  |  | 0 | 0.2 | 0.2
12 | 9 | 3 | 8212 | Yes |  |  |  | 0 | 0.2 | 0.2
12 | 9 | 4 | 8213 | Yes |  |  |  | 0 | 0.3 | 0.3
12 | 9 | 5 | 8214 | Yes |  |  |  | 0 | 0.45 | 0.45
12 | 9 | 6 | 8215 | Yes |  |  |  | 0 | 0.58 | 0.58
12 | 9 | 7 | 8216 | Yes |  |  |  | 0 | 0.7 | 0.7
12 | 9 | 8 | 8217 | Yes |  |  |  | 0 | 0.85 | 0.85
12 | 9 | 9 | 8218 | Yes |  |  |  | 0 | 1.03 | 1.03
12 | 9 | 10 | 8219 | Yes |  |  |  | 0 | 0.99 | 0.99
12 | 9 | 11 | 8220 | Yes |  |  |  | 0 | 0.92 | 0.92
12 | 9 | 12 | 8221 | Yes |  |  |  | 0 | 0.95 | 0.95
12 | 9 | 13 | 8222 | Yes |  |  |  | 0 | 1 | 1
12 | 9 | 14 | 8223 | Yes |  |  |  | 0 | 1.02 | 1.02
12 | 9 | 15 | 8224 | Yes |  |  |  | 0 | 1.03 | 1.03
12 | 9 | 16 | 8225 | Yes |  |  |  | 0 | 1.05 | 1.05
12 | 9 | 17 | 8226 | Yes |  |  |  | 0 | 0.85 | 0.85
12 | 9 | 18 | 8227 | Yes |  |  |  | 0 | 0.7 | 0.7
12 | 9 | 19 | 8228 | Yes |  |  |  | 0 | 0.55 | 0.55
12 | 9 | 20 | 8229 | Yes |  |  |  | 0 | 0.35 | 0.35
12 | 9 | 21 | 8230 | Yes |  |  |  | 0 | 0.2 | 0.2
12 | 9 | 22 | 8231 | Yes |  |  |  | 0 | 0.2 | 0.2
12 | 9 | 23 | 8232 | Yes |  |  |  | 0 | 0.2 | 0.2
12 | 10 | 0 | 8233 | Yes |  |  |  | 0 | 0.2 | 0.2
12 | 10 | 1 | 8234 | Yes |  |  |  | 0 | 0.2 | 0.2
12 | 10 | 2 | 8235 | Yes |  |  |  | 0 | 0.2 | 0.2
12 | 10 | 3 | 8236 | Yes |  |  |  | 0 | 0.2 | 0.2
12 | 10 | 4 | 8237 | Yes |  |  |  | 0 | 0.3 | 0.3
12 | 10 | 5 | 8238 | Yes |  |  |  | 0 | 0.45 | 0.45
12 | 10 | 6 | 8239 | Yes |  |  |  | 0 | 0.58 | 0.58
12 | 10 | 7 | 8240 | Yes |  |  |  | 0 | 0.7 | 0.7
12 | 10 | 8 | 8241 | Yes |  |  |  | 0 | 0.85 | 0.85
12 | 10 | 9 | 8242 | Yes |  |  |  | 0 | 1.03 | 1.03
12 | 10 | 10 | 8243 | Yes |  |  |  | 0 | 0.99 | 0.99
12 | 10 | 11 | 8244 | Yes |  |  |  | 0 | 0.92 | 0.92
12 | 10 | 12 | 8245 | Yes |  |  |  | 0 | 0.95 | 0.95
12 | 10 | 13 | 8246 | Yes |  |  |  | 0 | 1 | 1
12 | 10 | 14 | 8247 | Yes |  |  |  | 0 | 1.02 | 1.02
12 | 10 | 15 | 8248 | Yes |  |  |  | 0 | 1.03 | 1.03
12 | 10 | 16 | 8249 | Yes |  |  |  | 0 | 1.05 | 1.05
12 | 10 | 17 | 8250 | Yes |  |  |  | 0 | 0.85 | 0.85
12 | 10 | 18 | 8251 | Yes |  |  |  | 0 | 0.7 | 0.7
12 | 10 | 19 | 8252 | Yes |  |  |  | 0 | 0.55 | 0.55
12 | 10 | 20 | 8253 | Yes |  |  |  | 0 | 0.35 | 0.35
12 | 10 | 21 | 8254 | Yes |  |  |  | 0 | 0.2 | 0.2
12 | 10 | 22 | 8255 | Yes |  |  |  | 0 | 0.2 | 0.2
12 | 10 | 23 | 8256 | Yes |  |  |  | 0 | 0.2 | 0.2
12 | 11 | 0 | 8257 | Yes |  |  |  | 0 | 0.2 | 0.2
12 | 11 | 1 | 8258 | Yes |  |  |  | 0 | 0.2 | 0.2
12 | 11 | 2 | 8259 | Yes |  |  |  | 0 | 0.2 | 0.2
12 | 11 | 3 | 8260 | Yes |  |  |  | 0 | 0.2 | 0.2
12 | 11 | 4 | 8261 | Yes |  |  |  | 0 | 0.3 | 0.3
12 | 11 | 5 | 8262 | Yes |  |  |  | 0 | 0.45 | 0.45
12 | 11 | 6 | 8263 | Yes |  |  |  | 0 | 0.58 | 0.58
12 | 11 | 7 | 8264 | Yes |  |  |  | 0 | 0.7 | 0.7
12 | 11 | 8 | 8265 | Yes |  |  |  | 0 | 0.85 | 0.85
12 | 11 | 9 | 8266 | Yes |  |  |  | 0 | 1.03 | 1.03
12 | 11 | 10 | 8267 | Yes |  |  |  | 0 | 0.99 | 0.99
12 | 11 | 11 | 8268 | Yes |  |  |  | 0 | 0.92 | 0.92
12 | 11 | 12 | 8269 | Yes |  |  |  | 0 | 0.95 | 0.95
12 | 11 | 13 | 8270 | Yes |  |  |  | 0 | 1 | 1
12 | 11 | 14 | 8271 | Yes |  |  |  | 0 | 1.02 | 1.02
12 | 11 | 15 | 8272 | Yes |  |  |  | 0 | 1.03 | 1.03
12 | 11 | 16 | 8273 | Yes |  |  |  | 0 | 1.05 | 1.05
12 | 11 | 17 | 8274 | Yes |  |  |  | 0 | 0.85 | 0.85
12 | 11 | 18 | 8275 | Yes |  |  |  | 0 | 0.7 | 0.7
12 | 11 | 19 | 8276 | Yes |  |  |  | 0 | 0.55 | 0.55
12 | 11 | 20 | 8277 | Yes |  |  |  | 0 | 0.35 | 0.35
12 | 11 | 21 | 8278 | Yes |  |  |  | 0 | 0.2 | 0.2
12 | 11 | 22 | 8279 | Yes |  |  |  | 0 | 0.2 | 0.2
12 | 11 | 23 | 8280 | Yes |  |  |  | 0 | 0.2 | 0.2
12 | 12 | 0 | 8281 | Yes |  |  |  | 0 | 0.2 | 0.2
12 | 12 | 1 | 8282 | Yes |  |  |  | 0 | 0.2 | 0.2
12 | 12 | 2 | 8283 | Yes |  |  |  | 0 | 0.2 | 0.2
12 | 12 | 3 | 8284 | Yes |  |  |  | 0 | 0.2 | 0.2
12 | 12 | 4 | 8285 | Yes |  |  |  | 0 | 0.3 | 0.3
12 | 12 | 5 | 8286 | Yes |  |  |  | 0 | 0.45 | 0.45
12 | 12 | 6 | 8287 | Yes |  |  |  | 0 | 0.58 | 0.58
12 | 12 | 7 | 8288 | Yes |  |  |  | 0 | 0.7 | 0.7
12 | 12 | 8 | 8289 | Yes |  |  |  | 0 | 0.85 | 0.85
12 | 12 | 9 | 8290 | Yes |  |  |  | 0 | 1.03 | 1.03
12 | 12 | 10 | 8291 | Yes |  |  |  | 0 | 0.99 | 0.99
12 | 12 | 11 | 8292 | Yes |  |  |  | 0 | 0.92 | 0.92
12 | 12 | 12 | 8293 | Yes |  |  |  | 0 | 0.95 | 0.95
12 | 12 | 13 | 8294 | Yes |  |  |  | 0 | 1 | 1
12 | 12 | 14 | 8295 | Yes |  |  |  | 0 | 1.02 | 1.02
12 | 12 | 15 | 8296 | Yes |  |  |  | 0 | 1.03 | 1.03
12 | 12 | 16 | 8297 | Yes |  |  |  | 0 | 1.05 | 1.05
12 | 12 | 17 | 8298 | Yes |  |  |  | 0 | 0.85 | 0.85
12 | 12 | 18 | 8299 | Yes |  |  |  | 0 | 0.7 | 0.7
12 | 12 | 19 | 8300 | Yes |  |  |  | 0 | 0.55 | 0.55
12 | 12 | 20 | 8301 | Yes |  |  |  | 0 | 0.35 | 0.35
12 | 12 | 21 | 8302 | Yes |  |  |  | 0 | 0.2 | 0.2
12 | 12 | 22 | 8303 | Yes |  |  |  | 0 | 0.2 | 0.2
12 | 12 | 23 | 8304 | Yes |  |  |  | 0 | 0.2 | 0.2
12 | 13 | 0 | 8305 | Yes |  |  |  | 0 | 0.2 | 0.2
12 | 13 | 1 | 8306 | Yes |  |  |  | 0 | 0.2 | 0.2
12 | 13 | 2 | 8307 | Yes |  |  |  | 0 | 0.2 | 0.2
12 | 13 | 3 | 8308 | Yes |  |  |  | 0 | 0.2 | 0.2
12 | 13 | 4 | 8309 | Yes |  |  |  | 0 | 0.3 | 0.3
12 | 13 | 5 | 8310 | Yes |  |  |  | 0 | 0.45 | 0.45
12 | 13 | 6 | 8311 | Yes |  |  |  | 0 | 0.58 | 0.58
12 | 13 | 7 | 8312 | Yes |  |  |  | 0 | 0.7 | 0.7
12 | 13 | 8 | 8313 | Yes |  |  |  | 0 | 0.85 | 0.85
12 | 13 | 9 | 8314 | Yes |  |  |  | 0 | 1.03 | 1.03
12 | 13 | 10 | 8315 | Yes |  |  |  | 0 | 0.99 | 0.99
12 | 13 | 11 | 8316 | Yes |  |  |  | 0 | 0.92 | 0.92
12 | 13 | 12 | 8317 | Yes |  |  |  | 0 | 0.95 | 0.95
12 | 13 | 13 | 8318 | Yes |  |  |  | 0 | 1 | 1
12 | 13 | 14 | 8319 | Yes |  |  |  | 0 | 1.02 | 1.02
12 | 13 | 15 | 8320 | Yes |  |  |  | 0 | 1.03 | 1.03
12 | 13 | 16 | 8321 | Yes |  |  |  | 0 | 1.05 | 1.05
12 | 13 | 17 | 8322 | Yes |  |  |  | 0 | 0.85 | 0.85
12 | 13 | 18 | 8323 | Yes |  |  |  | 0 | 0.7 | 0.7
12 | 13 | 19 | 8324 | Yes |  |  |  | 0 | 0.55 | 0.55
12 | 13 | 20 | 8325 | Yes |  |  |  | 0 | 0.35 | 0.35
12 | 13 | 21 | 8326 | Yes |  |  |  | 0 | 0.2 | 0.2
12 | 13 | 22 | 8327 | Yes |  |  |  | 0 | 0.2 | 0.2
12 | 13 | 23 | 8328 | Yes |  |  |  | 0 | 0.2 | 0.2
12 | 14 | 0 | 8329 | Saturday |  |  |  | 0 | 0.2 | 0.2
12 | 14 | 1 | 8330 | Saturday |  |  |  | 0 | 0.2 | 0.2
12 | 14 | 2 | 8331 | Saturday |  |  |  | 0 | 0.2 | 0.2
12 | 14 | 3 | 8332 | Saturday |  |  |  | 0 | 0.2 | 0.2
12 | 14 | 4 | 8333 | Saturday |  |  |  | 0 | 0.3 | 0.3
12 | 14 | 5 | 8334 | Saturday |  |  |  | 0 | 0.45 | 0.45
12 | 14 | 6 | 8335 | Saturday |  |  |  | 0 | 0.58 | 0.58
12 | 14 | 7 | 8336 | Saturday |  |  |  | 0 | 0.7 | 0.7
12 | 14 | 8 | 8337 | Saturday |  |  |  | 0 | 0.85 | 0.85
12 | 14 | 9 | 8338 | Saturday |  |  |  | 0 | 1.03 | 1.03
12 | 14 | 10 | 8339 | Saturday |  |  |  | 0 | 0.99 | 0.99
12 | 14 | 11 | 8340 | Saturday |  |  |  | 0 | 0.92 | 0.92
12 | 14 | 12 | 8341 | Saturday |  |  |  | 0 | 0.95 | 0.95
12 | 14 | 13 | 8342 | Saturday |  |  |  | 0 | 1 | 1
12 | 14 | 14 | 8343 | Saturday |  |  |  | 0 | 1.02 | 1.02
12 | 14 | 15 | 8344 | Saturday |  |  |  | 0 | 1.03 | 1.03
12 | 14 | 16 | 8345 | Saturday |  |  |  | 0 | 1.05 | 1.05
12 | 14 | 17 | 8346 | Saturday |  |  |  | 0 | 0.85 | 0.85
12 | 14 | 18 | 8347 | Saturday |  |  |  | 0 | 0.7 | 0.7
12 | 14 | 19 | 8348 | Saturday |  |  |  | 0 | 0.55 | 0.55
12 | 14 | 20 | 8349 | Saturday |  |  |  | 0 | 0.35 | 0.35
12 | 14 | 21 | 8350 | Saturday |  |  |  | 0 | 0.2 | 0.2
12 | 14 | 22 | 8351 | Saturday |  |  |  | 0 | 0.2 | 0.2
12 | 14 | 23 | 8352 | Saturday |  |  |  | 0 | 0.2 | 0.2
12 | 15 | 0 | 8353 | Sunday |  |  |  | 0 | 0.2 | 0.2
12 | 15 | 1 | 8354 | Sunday |  |  |  | 0 | 0.2 | 0.2
12 | 15 | 2 | 8355 | Sunday |  |  |  | 0 | 0.2 | 0.2
12 | 15 | 3 | 8356 | Sunday |  |  |  | 0 | 0.2 | 0.2
12 | 15 | 4 | 8357 | Sunday |  |  |  | 0 | 0.3 | 0.3
12 | 15 | 5 | 8358 | Sunday |  |  |  | 0 | 0.45 | 0.45
12 | 15 | 6 | 8359 | Sunday |  |  |  | 0 | 0.58 | 0.58
12 | 15 | 7 | 8360 | Sunday |  |  |  | 0 | 0.7 | 0.7
12 | 15 | 8 | 8361 | Sunday |  |  |  | 0 | 0.85 | 0.85
12 | 15 | 9 | 8362 | Sunday |  |  |  | 0 | 1.03 | 1.03
12 | 15 | 10 | 8363 | Sunday |  |  |  | 0 | 0.99 | 0.99
12 | 15 | 11 | 8364 | Sunday |  |  |  | 0 | 0.92 | 0.92
12 | 15 | 12 | 8365 | Sunday |  |  |  | 0 | 0.95 | 0.95
12 | 15 | 13 | 8366 | Sunday |  |  |  | 0 | 1 | 1
12 | 15 | 14 | 8367 | Sunday |  |  |  | 0 | 1.02 | 1.02
12 | 15 | 15 | 8368 | Sunday |  |  |  | 0 | 1.03 | 1.03
12 | 15 | 16 | 8369 | Sunday |  |  |  | 0 | 1.05 | 1.05
12 | 15 | 17 | 8370 | Sunday |  |  |  | 0 | 0.85 | 0.85
12 | 15 | 18 | 8371 | Sunday |  |  |  | 0 | 0.7 | 0.7
12 | 15 | 19 | 8372 | Sunday |  |  |  | 0 | 0.55 | 0.55
12 | 15 | 20 | 8373 | Sunday |  |  |  | 0 | 0.35 | 0.35
12 | 15 | 21 | 8374 | Sunday |  |  |  | 0 | 0.2 | 0.2
12 | 15 | 22 | 8375 | Sunday |  |  |  | 0 | 0.2 | 0.2
12 | 15 | 23 | 8376 | Sunday |  |  |  | 0 | 0.2 | 0.2
12 | 16 | 0 | 8377 | Yes |  |  |  | 0 | 0.2 | 0.2
12 | 16 | 1 | 8378 | Yes |  |  |  | 0 | 0.2 | 0.2
12 | 16 | 2 | 8379 | Yes |  |  |  | 0 | 0.2 | 0.2
12 | 16 | 3 | 8380 | Yes |  |  |  | 0 | 0.2 | 0.2
12 | 16 | 4 | 8381 | Yes |  |  |  | 0 | 0.3 | 0.3
12 | 16 | 5 | 8382 | Yes |  |  |  | 0 | 0.45 | 0.45
12 | 16 | 6 | 8383 | Yes |  |  |  | 0 | 0.58 | 0.58
12 | 16 | 7 | 8384 | Yes |  |  |  | 0 | 0.7 | 0.7
12 | 16 | 8 | 8385 | Yes |  |  |  | 0 | 0.85 | 0.85
12 | 16 | 9 | 8386 | Yes |  |  |  | 0 | 1.03 | 1.03
12 | 16 | 10 | 8387 | Yes |  |  |  | 0 | 0.99 | 0.99
12 | 16 | 11 | 8388 | Yes |  |  |  | 0 | 0.92 | 0.92
12 | 16 | 12 | 8389 | Yes |  |  |  | 0 | 0.95 | 0.95
12 | 16 | 13 | 8390 | Yes |  |  |  | 0 | 1 | 1
12 | 16 | 14 | 8391 | Yes |  |  |  | 0 | 1.02 | 1.02
12 | 16 | 15 | 8392 | Yes |  |  |  | 0 | 1.03 | 1.03
12 | 16 | 16 | 8393 | Yes |  |  |  | 0 | 1.05 | 1.05
12 | 16 | 17 | 8394 | Yes |  |  |  | 0 | 0.85 | 0.85
12 | 16 | 18 | 8395 | Yes |  |  |  | 0 | 0.7 | 0.7
12 | 16 | 19 | 8396 | Yes |  |  |  | 0 | 0.55 | 0.55
12 | 16 | 20 | 8397 | Yes |  |  |  | 0 | 0.35 | 0.35
12 | 16 | 21 | 8398 | Yes |  |  |  | 0 | 0.2 | 0.2
12 | 16 | 22 | 8399 | Yes |  |  |  | 0 | 0.2 | 0.2
12 | 16 | 23 | 8400 | Yes |  |  |  | 0 | 0.2 | 0.2
12 | 17 | 0 | 8401 | Yes |  |  |  | 0 | 0.2 | 0.2
12 | 17 | 1 | 8402 | Yes |  |  |  | 0 | 0.2 | 0.2
12 | 17 | 2 | 8403 | Yes |  |  |  | 0 | 0.2 | 0.2
12 | 17 | 3 | 8404 | Yes |  |  |  | 0 | 0.2 | 0.2
12 | 17 | 4 | 8405 | Yes |  |  |  | 0 | 0.3 | 0.3
12 | 17 | 5 | 8406 | Yes |  |  |  | 0 | 0.45 | 0.45
12 | 17 | 6 | 8407 | Yes |  |  |  | 0 | 0.58 | 0.58
12 | 17 | 7 | 8408 | Yes |  |  |  | 0 | 0.7 | 0.7
12 | 17 | 8 | 8409 | Yes |  |  |  | 0 | 0.85 | 0.85
12 | 17 | 9 | 8410 | Yes |  |  |  | 0 | 1.03 | 1.03
12 | 17 | 10 | 8411 | Yes |  |  |  | 0 | 0.99 | 0.99
12 | 17 | 11 | 8412 | Yes |  |  |  | 0 | 0.92 | 0.92
12 | 17 | 12 | 8413 | Yes |  |  |  | 0 | 0.95 | 0.95
12 | 17 | 13 | 8414 | Yes |  |  |  | 0 | 1 | 1
12 | 17 | 14 | 8415 | Yes |  |  |  | 0 | 1.02 | 1.02
12 | 17 | 15 | 8416 | Yes |  |  |  | 0 | 1.03 | 1.03
12 | 17 | 16 | 8417 | Yes |  |  |  | 0 | 1.05 | 1.05
12 | 17 | 17 | 8418 | Yes |  |  |  | 0 | 0.85 | 0.85
12 | 17 | 18 | 8419 | Yes |  |  |  | 0 | 0.7 | 0.7
12 | 17 | 19 | 8420 | Yes |  |  |  | 0 | 0.55 | 0.55
12 | 17 | 20 | 8421 | Yes |  |  |  | 0 | 0.35 | 0.35
12 | 17 | 21 | 8422 | Yes |  |  |  | 0 | 0.2 | 0.2
12 | 17 | 22 | 8423 | Yes |  |  |  | 0 | 0.2 | 0.2
12 | 17 | 23 | 8424 | Yes |  |  |  | 0 | 0.2 | 0.2
12 | 18 | 0 | 8425 | Yes |  |  |  | 0 | 0.2 | 0.2
12 | 18 | 1 | 8426 | Yes |  |  |  | 0 | 0.2 | 0.2
12 | 18 | 2 | 8427 | Yes |  |  |  | 0 | 0.2 | 0.2
12 | 18 | 3 | 8428 | Yes |  |  |  | 0 | 0.2 | 0.2
12 | 18 | 4 | 8429 | Yes |  |  |  | 0 | 0.3 | 0.3
12 | 18 | 5 | 8430 | Yes |  |  |  | 0 | 0.45 | 0.45
12 | 18 | 6 | 8431 | Yes |  |  |  | 0 | 0.58 | 0.58
12 | 18 | 7 | 8432 | Yes |  |  |  | 0 | 0.7 | 0.7
12 | 18 | 8 | 8433 | Yes |  |  |  | 0 | 0.85 | 0.85
12 | 18 | 9 | 8434 | Yes |  |  |  | 0 | 1.03 | 1.03
12 | 18 | 10 | 8435 | Yes |  |  |  | 0 | 0.99 | 0.99
12 | 18 | 11 | 8436 | Yes |  |  |  | 0 | 0.92 | 0.92
12 | 18 | 12 | 8437 | Yes |  |  |  | 0 | 0.95 | 0.95
12 | 18 | 13 | 8438 | Yes |  |  |  | 0 | 1 | 1
12 | 18 | 14 | 8439 | Yes |  |  |  | 0 | 1.02 | 1.02
12 | 18 | 15 | 8440 | Yes |  |  |  | 0 | 1.03 | 1.03
12 | 18 | 16 | 8441 | Yes |  |  |  | 0 | 1.05 | 1.05
12 | 18 | 17 | 8442 | Yes |  |  |  | 0 | 0.85 | 0.85
12 | 18 | 18 | 8443 | Yes |  |  |  | 0 | 0.7 | 0.7
12 | 18 | 19 | 8444 | Yes |  |  |  | 0 | 0.55 | 0.55
12 | 18 | 20 | 8445 | Yes |  |  |  | 0 | 0.35 | 0.35
12 | 18 | 21 | 8446 | Yes |  |  |  | 0 | 0.2 | 0.2
12 | 18 | 22 | 8447 | Yes |  |  |  | 0 | 0.2 | 0.2
12 | 18 | 23 | 8448 | Yes |  |  |  | 0 | 0.2 | 0.2
12 | 19 | 0 | 8449 | Yes |  |  |  | 0 | 0.2 | 0.2
12 | 19 | 1 | 8450 | Yes |  |  |  | 0 | 0.2 | 0.2
12 | 19 | 2 | 8451 | Yes |  |  |  | 0 | 0.2 | 0.2
12 | 19 | 3 | 8452 | Yes |  |  |  | 0 | 0.2 | 0.2
12 | 19 | 4 | 8453 | Yes |  |  |  | 0 | 0.3 | 0.3
12 | 19 | 5 | 8454 | Yes |  |  |  | 0 | 0.45 | 0.45
12 | 19 | 6 | 8455 | Yes |  |  |  | 0 | 0.58 | 0.58
12 | 19 | 7 | 8456 | Yes |  |  |  | 0 | 0.7 | 0.7
12 | 19 | 8 | 8457 | Yes |  |  |  | 0 | 0.85 | 0.85
12 | 19 | 9 | 8458 | Yes |  |  |  | 0 | 1.03 | 1.03
12 | 19 | 10 | 8459 | Yes |  |  |  | 0 | 0.99 | 0.99
12 | 19 | 11 | 8460 | Yes |  |  |  | 0 | 0.92 | 0.92
12 | 19 | 12 | 8461 | Yes |  |  |  | 0 | 0.95 | 0.95
12 | 19 | 13 | 8462 | Yes |  |  |  | 0 | 1 | 1
12 | 19 | 14 | 8463 | Yes |  |  |  | 0 | 1.02 | 1.02
12 | 19 | 15 | 8464 | Yes |  |  |  | 0 | 1.03 | 1.03
12 | 19 | 16 | 8465 | Yes |  |  |  | 0 | 1.05 | 1.05
12 | 19 | 17 | 8466 | Yes |  |  |  | 0 | 0.85 | 0.85
12 | 19 | 18 | 8467 | Yes |  |  |  | 0 | 0.7 | 0.7
12 | 19 | 19 | 8468 | Yes |  |  |  | 0 | 0.55 | 0.55
12 | 19 | 20 | 8469 | Yes |  |  |  | 0 | 0.35 | 0.35
12 | 19 | 21 | 8470 | Yes |  |  |  | 0 | 0.2 | 0.2
12 | 19 | 22 | 8471 | Yes |  |  |  | 0 | 0.2 | 0.2
12 | 19 | 23 | 8472 | Yes |  |  |  | 0 | 0.2 | 0.2
12 | 20 | 0 | 8473 | Yes |  |  |  | 0 | 0.2 | 0.2
12 | 20 | 1 | 8474 | Yes |  |  |  | 0 | 0.2 | 0.2
12 | 20 | 2 | 8475 | Yes |  |  |  | 0 | 0.2 | 0.2
12 | 20 | 3 | 8476 | Yes |  |  |  | 0 | 0.2 | 0.2
12 | 20 | 4 | 8477 | Yes |  |  |  | 0 | 0.3 | 0.3
12 | 20 | 5 | 8478 | Yes |  |  |  | 0 | 0.45 | 0.45
12 | 20 | 6 | 8479 | Yes |  |  |  | 0 | 0.58 | 0.58
12 | 20 | 7 | 8480 | Yes |  |  |  | 0 | 0.7 | 0.7
12 | 20 | 8 | 8481 | Yes |  |  |  | 0 | 0.85 | 0.85
12 | 20 | 9 | 8482 | Yes |  |  |  | 0 | 1.03 | 1.03
12 | 20 | 10 | 8483 | Yes |  |  |  | 0 | 0.99 | 0.99
12 | 20 | 11 | 8484 | Yes |  |  |  | 0 | 0.92 | 0.92
12 | 20 | 12 | 8485 | Yes |  |  |  | 0 | 0.95 | 0.95
12 | 20 | 13 | 8486 | Yes |  |  |  | 0 | 1 | 1
12 | 20 | 14 | 8487 | Yes |  |  |  | 0 | 1.02 | 1.02
12 | 20 | 15 | 8488 | Yes |  |  |  | 0 | 1.03 | 1.03
12 | 20 | 16 | 8489 | Yes |  |  |  | 0 | 1.05 | 1.05
12 | 20 | 17 | 8490 | Yes |  |  |  | 0 | 0.85 | 0.85
12 | 20 | 18 | 8491 | Yes |  |  |  | 0 | 0.7 | 0.7
12 | 20 | 19 | 8492 | Yes |  |  |  | 0 | 0.55 | 0.55
12 | 20 | 20 | 8493 | Yes |  |  |  | 0 | 0.35 | 0.35
12 | 20 | 21 | 8494 | Yes |  |  |  | 0 | 0.2 | 0.2
12 | 20 | 22 | 8495 | Yes |  |  |  | 0 | 0.2 | 0.2
12 | 20 | 23 | 8496 | Yes |  |  |  | 0 | 0.2 | 0.2
12 | 21 | 0 | 8497 | Saturday |  |  |  | 0 | 0.2 | 0.2
12 | 21 | 1 | 8498 | Saturday |  |  |  | 0 | 0.2 | 0.2
12 | 21 | 2 | 8499 | Saturday |  |  |  | 0 | 0.2 | 0.2
12 | 21 | 3 | 8500 | Saturday |  |  |  | 0 | 0.2 | 0.2
12 | 21 | 4 | 8501 | Saturday |  |  |  | 0 | 0.3 | 0.3
12 | 21 | 5 | 8502 | Saturday |  |  |  | 0 | 0.45 | 0.45
12 | 21 | 6 | 8503 | Saturday |  |  |  | 0 | 0.58 | 0.58
12 | 21 | 7 | 8504 | Saturday |  |  |  | 0 | 0.7 | 0.7
12 | 21 | 8 | 8505 | Saturday |  |  |  | 0 | 0.85 | 0.85
12 | 21 | 9 | 8506 | Saturday |  |  |  | 0 | 1.03 | 1.03
12 | 21 | 10 | 8507 | Saturday |  |  |  | 0 | 0.99 | 0.99
12 | 21 | 11 | 8508 | Saturday |  |  |  | 0 | 0.92 | 0.92
12 | 21 | 12 | 8509 | Saturday |  |  |  | 0 | 0.95 | 0.95
12 | 21 | 13 | 8510 | Saturday |  |  |  | 0 | 1 | 1
12 | 21 | 14 | 8511 | Saturday |  |  |  | 0 | 1.02 | 1.02
12 | 21 | 15 | 8512 | Saturday |  |  |  | 0 | 1.03 | 1.03
12 | 21 | 16 | 8513 | Saturday |  |  |  | 0 | 1.05 | 1.05
12 | 21 | 17 | 8514 | Saturday |  |  |  | 0 | 0.85 | 0.85
12 | 21 | 18 | 8515 | Saturday |  |  |  | 0 | 0.7 | 0.7
12 | 21 | 19 | 8516 | Saturday |  |  |  | 0 | 0.55 | 0.55
12 | 21 | 20 | 8517 | Saturday |  |  |  | 0 | 0.35 | 0.35
12 | 21 | 21 | 8518 | Saturday |  |  |  | 0 | 0.2 | 0.2
12 | 21 | 22 | 8519 | Saturday |  |  |  | 0 | 0.2 | 0.2
12 | 21 | 23 | 8520 | Saturday |  |  |  | 0 | 0.2 | 0.2
12 | 22 | 0 | 8521 | Sunday |  |  |  | 0 | 0.2 | 0.2
12 | 22 | 1 | 8522 | Sunday |  |  |  | 0 | 0.2 | 0.2
12 | 22 | 2 | 8523 | Sunday |  |  |  | 0 | 0.2 | 0.2
12 | 22 | 3 | 8524 | Sunday |  |  |  | 0 | 0.2 | 0.2
12 | 22 | 4 | 8525 | Sunday |  |  |  | 0 | 0.3 | 0.3
12 | 22 | 5 | 8526 | Sunday |  |  |  | 0 | 0.45 | 0.45
12 | 22 | 6 | 8527 | Sunday |  |  |  | 0 | 0.58 | 0.58
12 | 22 | 7 | 8528 | Sunday |  |  |  | 0 | 0.7 | 0.7
12 | 22 | 8 | 8529 | Sunday |  |  |  | 0 | 0.85 | 0.85
12 | 22 | 9 | 8530 | Sunday |  |  |  | 0 | 1.03 | 1.03
12 | 22 | 10 | 8531 | Sunday |  |  |  | 0 | 0.99 | 0.99
12 | 22 | 11 | 8532 | Sunday |  |  |  | 0 | 0.92 | 0.92
12 | 22 | 12 | 8533 | Sunday |  |  |  | 0 | 0.95 | 0.95
12 | 22 | 13 | 8534 | Sunday |  |  |  | 0 | 1 | 1
12 | 22 | 14 | 8535 | Sunday |  |  |  | 0 | 1.02 | 1.02
12 | 22 | 15 | 8536 | Sunday |  |  |  | 0 | 1.03 | 1.03
12 | 22 | 16 | 8537 | Sunday |  |  |  | 0 | 1.05 | 1.05
12 | 22 | 17 | 8538 | Sunday |  |  |  | 0 | 0.85 | 0.85
12 | 22 | 18 | 8539 | Sunday |  |  |  | 0 | 0.7 | 0.7
12 | 22 | 19 | 8540 | Sunday |  |  |  | 0 | 0.55 | 0.55
12 | 22 | 20 | 8541 | Sunday |  |  |  | 0 | 0.35 | 0.35
12 | 22 | 21 | 8542 | Sunday |  |  |  | 0 | 0.2 | 0.2
12 | 22 | 22 | 8543 | Sunday |  |  |  | 0 | 0.2 | 0.2
12 | 22 | 23 | 8544 | Sunday |  |  |  | 0 | 0.2 | 0.2
12 | 23 | 0 | 8545 | Yes |  |  |  | 0 | 0.2 | 0.2
12 | 23 | 1 | 8546 | Yes |  |  |  | 0 | 0.2 | 0.2
12 | 23 | 2 | 8547 | Yes |  |  |  | 0 | 0.2 | 0.2
12 | 23 | 3 | 8548 | Yes |  |  |  | 0 | 0.2 | 0.2
12 | 23 | 4 | 8549 | Yes |  |  |  | 0 | 0.3 | 0.3
12 | 23 | 5 | 8550 | Yes |  |  |  | 0 | 0.45 | 0.45
12 | 23 | 6 | 8551 | Yes |  |  |  | 0 | 0.58 | 0.58
12 | 23 | 7 | 8552 | Yes |  |  |  | 0 | 0.7 | 0.7
12 | 23 | 8 | 8553 | Yes |  |  |  | 0 | 0.85 | 0.85
12 | 23 | 9 | 8554 | Yes |  |  |  | 0 | 1.03 | 1.03
12 | 23 | 10 | 8555 | Yes |  |  |  | 0 | 0.99 | 0.99
12 | 23 | 11 | 8556 | Yes |  |  |  | 0 | 0.92 | 0.92
12 | 23 | 12 | 8557 | Yes |  |  |  | 0 | 0.95 | 0.95
12 | 23 | 13 | 8558 | Yes |  |  |  | 0 | 1 | 1
12 | 23 | 14 | 8559 | Yes |  |  |  | 0 | 1.02 | 1.02
12 | 23 | 15 | 8560 | Yes |  |  |  | 0 | 1.03 | 1.03
12 | 23 | 16 | 8561 | Yes |  |  |  | 0 | 1.05 | 1.05
12 | 23 | 17 | 8562 | Yes |  |  |  | 0 | 0.85 | 0.85
12 | 23 | 18 | 8563 | Yes |  |  |  | 0 | 0.7 | 0.7
12 | 23 | 19 | 8564 | Yes |  |  |  | 0 | 0.55 | 0.55
12 | 23 | 20 | 8565 | Yes |  |  |  | 0 | 0.35 | 0.35
12 | 23 | 21 | 8566 | Yes |  |  |  | 0 | 0.2 | 0.2
12 | 23 | 22 | 8567 | Yes |  |  |  | 0 | 0.2 | 0.2
12 | 23 | 23 | 8568 | Yes |  |  |  | 0 | 0.2 | 0.2
12 | 24 | 0 | 8569 | Yes |  |  |  | 0 | 0.2 | 0.2
12 | 24 | 1 | 8570 | Yes |  |  |  | 0 | 0.2 | 0.2
12 | 24 | 2 | 8571 | Yes |  |  |  | 0 | 0.2 | 0.2
12 | 24 | 3 | 8572 | Yes |  |  |  | 0 | 0.2 | 0.2
12 | 24 | 4 | 8573 | Yes |  |  |  | 0 | 0.3 | 0.3
12 | 24 | 5 | 8574 | Yes |  |  |  | 0 | 0.45 | 0.45
12 | 24 | 6 | 8575 | Yes |  |  |  | 0 | 0.58 | 0.58
12 | 24 | 7 | 8576 | Yes |  |  |  | 0 | 0.7 | 0.7
12 | 24 | 8 | 8577 | Yes |  |  |  | 0 | 0.85 | 0.85
12 | 24 | 9 | 8578 | Yes |  |  |  | 0 | 1.03 | 1.03
12 | 24 | 10 | 8579 | Yes |  |  |  | 0 | 0.99 | 0.99
12 | 24 | 11 | 8580 | Yes |  |  |  | 0 | 0.92 | 0.92
12 | 24 | 12 | 8581 | Yes |  |  |  | 0 | 0.95 | 0.95
12 | 24 | 13 | 8582 | Yes |  |  |  | 0 | 1 | 1
12 | 24 | 14 | 8583 | Yes |  |  |  | 0 | 1.02 | 1.02
12 | 24 | 15 | 8584 | Yes |  |  |  | 0 | 1.03 | 1.03
12 | 24 | 16 | 8585 | Yes |  |  |  | 0 | 1.05 | 1.05
12 | 24 | 17 | 8586 | Yes |  |  |  | 0 | 0.85 | 0.85
12 | 24 | 18 | 8587 | Yes |  |  |  | 0 | 0.7 | 0.7
12 | 24 | 19 | 8588 | Yes |  |  |  | 0 | 0.55 | 0.55
12 | 24 | 20 | 8589 | Yes |  |  |  | 0 | 0.35 | 0.35
12 | 24 | 21 | 8590 | Yes |  |  |  | 0 | 0.2 | 0.2
12 | 24 | 22 | 8591 | Yes |  |  |  | 0 | 0.2 | 0.2
12 | 24 | 23 | 8592 | Yes |  |  |  | 0 | 0.2 | 0.2
12 | 25 | 0 | 8593 | Yes |  |  |  | 0 | 0.2 | 0.2
12 | 25 | 1 | 8594 | Yes |  |  |  | 0 | 0.2 | 0.2
12 | 25 | 2 | 8595 | Yes |  |  |  | 0 | 0.2 | 0.2
12 | 25 | 3 | 8596 | Yes |  |  |  | 0 | 0.2 | 0.2
12 | 25 | 4 | 8597 | Yes |  |  |  | 0 | 0.3 | 0.3
12 | 25 | 5 | 8598 | Yes |  |  |  | 0 | 0.45 | 0.45
12 | 25 | 6 | 8599 | Yes |  |  |  | 0 | 0.58 | 0.58
12 | 25 | 7 | 8600 | Yes |  |  |  | 0 | 0.7 | 0.7
12 | 25 | 8 | 8601 | Yes |  |  |  | 0 | 0.85 | 0.85
12 | 25 | 9 | 8602 | Yes |  |  |  | 0 | 1.03 | 1.03
12 | 25 | 10 | 8603 | Yes |  |  |  | 0 | 0.99 | 0.99
12 | 25 | 11 | 8604 | Yes |  |  |  | 0 | 0.92 | 0.92
12 | 25 | 12 | 8605 | Yes |  |  |  | 0 | 0.95 | 0.95
12 | 25 | 13 | 8606 | Yes |  |  |  | 0 | 1 | 1
12 | 25 | 14 | 8607 | Yes |  |  |  | 0 | 1.02 | 1.02
12 | 25 | 15 | 8608 | Yes |  |  |  | 0 | 1.03 | 1.03
12 | 25 | 16 | 8609 | Yes |  |  |  | 0 | 1.05 | 1.05
12 | 25 | 17 | 8610 | Yes |  |  |  | 0 | 0.85 | 0.85
12 | 25 | 18 | 8611 | Yes |  |  |  | 0 | 0.7 | 0.7
12 | 25 | 19 | 8612 | Yes |  |  |  | 0 | 0.55 | 0.55
12 | 25 | 20 | 8613 | Yes |  |  |  | 0 | 0.35 | 0.35
12 | 25 | 21 | 8614 | Yes |  |  |  | 0 | 0.2 | 0.2
12 | 25 | 22 | 8615 | Yes |  |  |  | 0 | 0.2 | 0.2
12 | 25 | 23 | 8616 | Yes |  |  |  | 0 | 0.2 | 0.2
12 | 26 | 0 | 8617 | Yes |  |  |  | 0 | 0.2 | 0.2
12 | 26 | 1 | 8618 | Yes |  |  |  | 0 | 0.2 | 0.2
12 | 26 | 2 | 8619 | Yes |  |  |  | 0 | 0.2 | 0.2
12 | 26 | 3 | 8620 | Yes |  |  |  | 0 | 0.2 | 0.2
12 | 26 | 4 | 8621 | Yes |  |  |  | 0 | 0.3 | 0.3
12 | 26 | 5 | 8622 | Yes |  |  |  | 0 | 0.45 | 0.45
12 | 26 | 6 | 8623 | Yes |  |  |  | 0 | 0.58 | 0.58
12 | 26 | 7 | 8624 | Yes |  |  |  | 0 | 0.7 | 0.7
12 | 26 | 8 | 8625 | Yes |  |  |  | 0 | 0.85 | 0.85
12 | 26 | 9 | 8626 | Yes |  |  |  | 0 | 1.03 | 1.03
12 | 26 | 10 | 8627 | Yes |  |  |  | 0 | 0.99 | 0.99
12 | 26 | 11 | 8628 | Yes |  |  |  | 0 | 0.92 | 0.92
12 | 26 | 12 | 8629 | Yes |  |  |  | 0 | 0.95 | 0.95
12 | 26 | 13 | 8630 | Yes |  |  |  | 0 | 1 | 1
12 | 26 | 14 | 8631 | Yes |  |  |  | 0 | 1.02 | 1.02
12 | 26 | 15 | 8632 | Yes |  |  |  | 0 | 1.03 | 1.03
12 | 26 | 16 | 8633 | Yes |  |  |  | 0 | 1.05 | 1.05
12 | 26 | 17 | 8634 | Yes |  |  |  | 0 | 0.85 | 0.85
12 | 26 | 18 | 8635 | Yes |  |  |  | 0 | 0.7 | 0.7
12 | 26 | 19 | 8636 | Yes |  |  |  | 0 | 0.55 | 0.55
12 | 26 | 20 | 8637 | Yes |  |  |  | 0 | 0.35 | 0.35
12 | 26 | 21 | 8638 | Yes |  |  |  | 0 | 0.2 | 0.2
12 | 26 | 22 | 8639 | Yes |  |  |  | 0 | 0.2 | 0.2
12 | 26 | 23 | 8640 | Yes |  |  |  | 0 | 0.2 | 0.2
12 | 27 | 0 | 8641 | Yes |  |  |  | 0 | 0.2 | 0.2
12 | 27 | 1 | 8642 | Yes |  |  |  | 0 | 0.2 | 0.2
12 | 27 | 2 | 8643 | Yes |  |  |  | 0 | 0.2 | 0.2
12 | 27 | 3 | 8644 | Yes |  |  |  | 0 | 0.2 | 0.2
12 | 27 | 4 | 8645 | Yes |  |  |  | 0 | 0.3 | 0.3
12 | 27 | 5 | 8646 | Yes |  |  |  | 0 | 0.45 | 0.45
12 | 27 | 6 | 8647 | Yes |  |  |  | 0 | 0.58 | 0.58
12 | 27 | 7 | 8648 | Yes |  |  |  | 0 | 0.7 | 0.7
12 | 27 | 8 | 8649 | Yes |  |  |  | 0 | 0.85 | 0.85
12 | 27 | 9 | 8650 | Yes |  |  |  | 0 | 1.03 | 1.03
12 | 27 | 10 | 8651 | Yes |  |  |  | 0 | 0.99 | 0.99
12 | 27 | 11 | 8652 | Yes |  |  |  | 0 | 0.92 | 0.92
12 | 27 | 12 | 8653 | Yes |  |  |  | 0 | 0.95 | 0.95
12 | 27 | 13 | 8654 | Yes |  |  |  | 0 | 1 | 1
12 | 27 | 14 | 8655 | Yes |  |  |  | 0 | 1.02 | 1.02
12 | 27 | 15 | 8656 | Yes |  |  |  | 0 | 1.03 | 1.03
12 | 27 | 16 | 8657 | Yes |  |  |  | 0 | 1.05 | 1.05
12 | 27 | 17 | 8658 | Yes |  |  |  | 0 | 0.85 | 0.85
12 | 27 | 18 | 8659 | Yes |  |  |  | 0 | 0.7 | 0.7
12 | 27 | 19 | 8660 | Yes |  |  |  | 0 | 0.55 | 0.55
12 | 27 | 20 | 8661 | Yes |  |  |  | 0 | 0.35 | 0.35
12 | 27 | 21 | 8662 | Yes |  |  |  | 0 | 0.2 | 0.2
12 | 27 | 22 | 8663 | Yes |  |  |  | 0 | 0.2 | 0.2
12 | 27 | 23 | 8664 | Yes |  |  |  | 0 | 0.2 | 0.2
12 | 28 | 0 | 8665 | Saturday |  |  |  | 0 | 0.2 | 0.2
12 | 28 | 1 | 8666 | Saturday |  |  |  | 0 | 0.2 | 0.2
12 | 28 | 2 | 8667 | Saturday |  |  |  | 0 | 0.2 | 0.2
12 | 28 | 3 | 8668 | Saturday |  |  |  | 0 | 0.2 | 0.2
12 | 28 | 4 | 8669 | Saturday |  |  |  | 0 | 0.3 | 0.3
12 | 28 | 5 | 8670 | Saturday |  |  |  | 0 | 0.45 | 0.45
12 | 28 | 6 | 8671 | Saturday |  |  |  | 0 | 0.58 | 0.58
12 | 28 | 7 | 8672 | Saturday |  |  |  | 0 | 0.7 | 0.7
12 | 28 | 8 | 8673 | Saturday |  |  |  | 0 | 0.85 | 0.85
12 | 28 | 9 | 8674 | Saturday |  |  |  | 0 | 1.03 | 1.03
12 | 28 | 10 | 8675 | Saturday |  |  |  | 0 | 0.99 | 0.99
12 | 28 | 11 | 8676 | Saturday |  |  |  | 0 | 0.92 | 0.92
12 | 28 | 12 | 8677 | Saturday |  |  |  | 0 | 0.95 | 0.95
12 | 28 | 13 | 8678 | Saturday |  |  |  | 0 | 1 | 1
12 | 28 | 14 | 8679 | Saturday |  |  |  | 0 | 1.02 | 1.02
12 | 28 | 15 | 8680 | Saturday |  |  |  | 0 | 1.03 | 1.03
12 | 28 | 16 | 8681 | Saturday |  |  |  | 0 | 1.05 | 1.05
12 | 28 | 17 | 8682 | Saturday |  |  |  | 0 | 0.85 | 0.85
12 | 28 | 18 | 8683 | Saturday |  |  |  | 0 | 0.7 | 0.7
12 | 28 | 19 | 8684 | Saturday |  |  |  | 0 | 0.55 | 0.55
12 | 28 | 20 | 8685 | Saturday |  |  |  | 0 | 0.35 | 0.35
12 | 28 | 21 | 8686 | Saturday |  |  |  | 0 | 0.2 | 0.2
12 | 28 | 22 | 8687 | Saturday |  |  |  | 0 | 0.2 | 0.2
12 | 28 | 23 | 8688 | Saturday |  |  |  | 0 | 0.2 | 0.2
12 | 29 | 0 | 8689 | Sunday |  |  |  | 0 | 0.2 | 0.2
12 | 29 | 1 | 8690 | Sunday |  |  |  | 0 | 0.2 | 0.2
12 | 29 | 2 | 8691 | Sunday |  |  |  | 0 | 0.2 | 0.2
12 | 29 | 3 | 8692 | Sunday |  |  |  | 0 | 0.2 | 0.2
12 | 29 | 4 | 8693 | Sunday |  |  |  | 0 | 0.3 | 0.3
12 | 29 | 5 | 8694 | Sunday |  |  |  | 0 | 0.45 | 0.45
12 | 29 | 6 | 8695 | Sunday |  |  |  | 0 | 0.58 | 0.58
12 | 29 | 7 | 8696 | Sunday |  |  |  | 0 | 0.7 | 0.7
12 | 29 | 8 | 8697 | Sunday |  |  |  | 0 | 0.85 | 0.85
12 | 29 | 9 | 8698 | Sunday |  |  |  | 0 | 1.03 | 1.03
12 | 29 | 10 | 8699 | Sunday |  |  |  | 0 | 0.99 | 0.99
12 | 29 | 11 | 8700 | Sunday |  |  |  | 0 | 0.92 | 0.92
12 | 29 | 12 | 8701 | Sunday |  |  |  | 0 | 0.95 | 0.95
12 | 29 | 13 | 8702 | Sunday |  |  |  | 0 | 1 | 1
12 | 29 | 14 | 8703 | Sunday |  |  |  | 0 | 1.02 | 1.02
12 | 29 | 15 | 8704 | Sunday |  |  |  | 0 | 1.03 | 1.03
12 | 29 | 16 | 8705 | Sunday |  |  |  | 0 | 1.05 | 1.05
12 | 29 | 17 | 8706 | Sunday |  |  |  | 0 | 0.85 | 0.85
12 | 29 | 18 | 8707 | Sunday |  |  |  | 0 | 0.7 | 0.7
12 | 29 | 19 | 8708 | Sunday |  |  |  | 0 | 0.55 | 0.55
12 | 29 | 20 | 8709 | Sunday |  |  |  | 0 | 0.35 | 0.35
12 | 29 | 21 | 8710 | Sunday |  |  |  | 0 | 0.2 | 0.2
12 | 29 | 22 | 8711 | Sunday |  |  |  | 0 | 0.2 | 0.2
12 | 29 | 23 | 8712 | Sunday |  |  |  | 0 | 0.2 | 0.2
12 | 30 | 0 | 8713 | Yes |  |  |  | 0 | 0.2 | 0.2
12 | 30 | 1 | 8714 | Yes |  |  |  | 0 | 0.2 | 0.2
12 | 30 | 2 | 8715 | Yes |  |  |  | 0 | 0.2 | 0.2
12 | 30 | 3 | 8716 | Yes |  |  |  | 0 | 0.2 | 0.2
12 | 30 | 4 | 8717 | Yes |  |  |  | 0 | 0.3 | 0.3
12 | 30 | 5 | 8718 | Yes |  |  |  | 0 | 0.45 | 0.45
12 | 30 | 6 | 8719 | Yes |  |  |  | 0 | 0.58 | 0.58
12 | 30 | 7 | 8720 | Yes |  |  |  | 0 | 0.7 | 0.7
12 | 30 | 8 | 8721 | Yes |  |  |  | 0 | 0.85 | 0.85
12 | 30 | 9 | 8722 | Yes |  |  |  | 0 | 1.03 | 1.03
12 | 30 | 10 | 8723 | Yes |  |  |  | 0 | 0.99 | 0.99
12 | 30 | 11 | 8724 | Yes |  |  |  | 0 | 0.92 | 0.92
12 | 30 | 12 | 8725 | Yes |  |  |  | 0 | 0.95 | 0.95
12 | 30 | 13 | 8726 | Yes |  |  |  | 0 | 1 | 1
12 | 30 | 14 | 8727 | Yes |  |  |  | 0 | 1.02 | 1.02
12 | 30 | 15 | 8728 | Yes |  |  |  | 0 | 1.03 | 1.03
12 | 30 | 16 | 8729 | Yes |  |  |  | 0 | 1.05 | 1.05
12 | 30 | 17 | 8730 | Yes |  |  |  | 0 | 0.85 | 0.85
12 | 30 | 18 | 8731 | Yes |  |  |  | 0 | 0.7 | 0.7
12 | 30 | 19 | 8732 | Yes |  |  |  | 0 | 0.55 | 0.55
12 | 30 | 20 | 8733 | Yes |  |  |  | 0 | 0.35 | 0.35
12 | 30 | 21 | 8734 | Yes |  |  |  | 0 | 0.2 | 0.2
12 | 30 | 22 | 8735 | Yes |  |  |  | 0 | 0.2 | 0.2
12 | 30 | 23 | 8736 | Yes |  |  |  | 0 | 0.2 | 0.2
12 | 31 | 0 | 8737 | Yes |  |  |  | 0 | 0.2 | 0.2
12 | 31 | 1 | 8738 | Yes |  |  |  | 0 | 0.2 | 0.2
12 | 31 | 2 | 8739 | Yes |  |  |  | 0 | 0.2 | 0.2
12 | 31 | 3 | 8740 | Yes |  |  |  | 0 | 0.2 | 0.2
12 | 31 | 4 | 8741 | Yes |  |  |  | 0 | 0.3 | 0.3
12 | 31 | 5 | 8742 | Yes |  |  |  | 0 | 0.45 | 0.45
12 | 31 | 6 | 8743 | Yes |  |  |  | 0 | 0.58 | 0.58
12 | 31 | 7 | 8744 | Yes |  |  |  | 0 | 0.7 | 0.7
12 | 31 | 8 | 8745 | Yes |  |  |  | 0 | 0.85 | 0.85
12 | 31 | 9 | 8746 | Yes |  |  |  | 0 | 1.03 | 1.03
12 | 31 | 10 | 8747 | Yes |  |  |  | 0 | 0.99 | 0.99
12 | 31 | 11 | 8748 | Yes |  |  |  | 0 | 0.92 | 0.92
12 | 31 | 12 | 8749 | Yes |  |  |  | 0 | 0.95 | 0.95
12 | 31 | 13 | 8750 | Yes |  |  |  | 0 | 1 | 1
12 | 31 | 14 | 8751 | Yes |  |  |  | 0 | 1.02 | 1.02
12 | 31 | 15 | 8752 | Yes |  |  |  | 0 | 1.03 | 1.03
12 | 31 | 16 | 8753 | Yes |  |  |  | 0 | 1.05 | 1.05
12 | 31 | 17 | 8754 | Yes |  |  |  | 0 | 0.85 | 0.85
12 | 31 | 18 | 8755 | Yes |  |  |  | 0 | 0.7 | 0.7
12 | 31 | 19 | 8756 | Yes |  |  |  | 0 | 0.55 | 0.55
12 | 31 | 20 | 8757 | Yes |  |  |  | 0 | 0.35 | 0.35
12 | 31 | 21 | 8758 | Yes |  |  |  | 0 | 0.2 | 0.2
12 | 31 | 22 | 8759 | Yes |  |  |  | 0 | 0.2 | 0.2
12 | 31 | 23 | 8760 | Yes |  | Year_End |  | 0 | 0.2 | 0.2
Insert New Rows Pior to This Row

## SellBackOptions
[7 empty] | Start | None | Cheyenne | Phoenix | <Open> | End - Not a Selection
Assumptions, comments, and other Notes | [5 empty] | Comments
Location Characteristics
| City |  |  |  |  | Loc_City |  | None | Cheyenne | Phoenix
| County |  |  |  |  | Loc_County |  | None | Laramie | Maricopa
| State |  |  |  |  | Loc_State |  | None | WY | AZ
| Country |  |  |  |  | Loc_Country |  | None | USA | USA
Month | Day | Hour | Hour of Year | Weekday? Y/N | Holiday? Y/N |  |  | Sell Back Rate by Location (per KWH)
1 | 1 | 0 | 1 | Sunday |  | Year_Start |  | 0 | 0.2 | 0.2
1 | 1 | 1 | 2 | Sunday |  |  |  | 0 | 0.2 | 0.2
1 | 1 | 2 | 3 | Sunday |  |  |  | 0 | 0.2 | 0.2
1 | 1 | 3 | 4 | Sunday |  |  |  | 0 | 0.2 | 0.2
1 | 1 | 4 | 5 | Sunday |  |  |  | 0 | 0.3 | 0.3
1 | 1 | 5 | 6 | Sunday |  |  |  | 0 | 0.45 | 0.45
1 | 1 | 6 | 7 | Sunday |  |  |  | 0 | 0.58 | 0.58
1 | 1 | 7 | 8 | Sunday |  |  |  | 0 | 0.7 | 0.7
1 | 1 | 8 | 9 | Sunday |  |  |  | 0 | 0.85 | 0.85
1 | 1 | 9 | 10 | Sunday |  |  |  | 0 | 1.03 | 1.03
1 | 1 | 10 | 11 | Sunday |  |  |  | 0 | 0.99 | 0.99
1 | 1 | 11 | 12 | Sunday |  |  |  | 0 | 0.92 | 0.92
1 | 1 | 12 | 13 | Sunday |  |  |  | 0 | 0.95 | 0.95
1 | 1 | 13 | 14 | Sunday |  |  |  | 0 | 1 | 1
1 | 1 | 14 | 15 | Sunday |  |  |  | 0 | 1.02 | 1.02
1 | 1 | 15 | 16 | Sunday |  |  |  | 0 | 1.03 | 1.03
1 | 1 | 16 | 17 | Sunday |  |  |  | 0 | 1.05 | 1.05
1 | 1 | 17 | 18 | Sunday |  |  |  | 0 | 0.85 | 0.85
1 | 1 | 18 | 19 | Sunday |  |  |  | 0 | 0.7 | 0.7
1 | 1 | 19 | 20 | Sunday |  |  |  | 0 | 0.55 | 0.55
1 | 1 | 20 | 21 | Sunday |  |  |  | 0 | 0.35 | 0.35
1 | 1 | 21 | 22 | Sunday |  |  |  | 0 | 0.2 | 0.2
1 | 1 | 22 | 23 | Sunday |  |  |  | 0 | 0.2 | 0.2
1 | 1 | 23 | 24 | Sunday |  |  |  | 0 | 0.2 | 0.2
1 | 2 | 0 | 25 | Yes |  |  |  | 0 | 0.2 | 0.2
1 | 2 | 1 | 26 | Yes |  |  |  | 0 | 0.2 | 0.2
1 | 2 | 2 | 27 | Yes |  |  |  | 0 | 0.2 | 0.2
1 | 2 | 3 | 28 | Yes |  |  |  | 0 | 0.2 | 0.2
1 | 2 | 4 | 29 | Yes |  |  |  | 0 | 0.3 | 0.3
1 | 2 | 5 | 30 | Yes |  |  |  | 0 | 0.45 | 0.45
1 | 2 | 6 | 31 | Yes |  |  |  | 0 | 0.58 | 0.58
1 | 2 | 7 | 32 | Yes |  |  |  | 0 | 0.7 | 0.7
1 | 2 | 8 | 33 | Yes |  |  |  | 0 | 0.85 | 0.85
1 | 2 | 9 | 34 | Yes |  |  |  | 0 | 1.03 | 1.03
1 | 2 | 10 | 35 | Yes |  |  |  | 0 | 0.99 | 0.99
1 | 2 | 11 | 36 | Yes |  |  |  | 0 | 0.92 | 0.92
1 | 2 | 12 | 37 | Yes |  |  |  | 0 | 0.95 | 0.95
1 | 2 | 13 | 38 | Yes |  |  |  | 0 | 1 | 1
1 | 2 | 14 | 39 | Yes |  |  |  | 0 | 1.02 | 1.02
1 | 2 | 15 | 40 | Yes |  |  |  | 0 | 1.03 | 1.03
1 | 2 | 16 | 41 | Yes |  |  |  | 0 | 1.05 | 1.05
1 | 2 | 17 | 42 | Yes |  |  |  | 0 | 0.85 | 0.85
1 | 2 | 18 | 43 | Yes |  |  |  | 0 | 0.7 | 0.7
1 | 2 | 19 | 44 | Yes |  |  |  | 0 | 0.55 | 0.55
1 | 2 | 20 | 45 | Yes |  |  |  | 0 | 0.35 | 0.35
1 | 2 | 21 | 46 | Yes |  |  |  | 0 | 0.2 | 0.2
1 | 2 | 22 | 47 | Yes |  |  |  | 0 | 0.2 | 0.2
1 | 2 | 23 | 48 | Yes |  |  |  | 0 | 0.2 | 0.2
1 | 3 | 0 | 49 | Yes |  |  |  | 0 | 0.2 | 0.2
1 | 3 | 1 | 50 | Yes |  |  |  | 0 | 0.2 | 0.2
1 | 3 | 2 | 51 | Yes |  |  |  | 0 | 0.2 | 0.2
1 | 3 | 3 | 52 | Yes |  |  |  | 0 | 0.2 | 0.2
1 | 3 | 4 | 53 | Yes |  |  |  | 0 | 0.3 | 0.3
1 | 3 | 5 | 54 | Yes |  |  |  | 0 | 0.45 | 0.45
1 | 3 | 6 | 55 | Yes |  |  |  | 0 | 0.58 | 0.58
1 | 3 | 7 | 56 | Yes |  |  |  | 0 | 0.7 | 0.7
1 | 3 | 8 | 57 | Yes |  |  |  | 0 | 0.85 | 0.85
1 | 3 | 9 | 58 | Yes |  |  |  | 0 | 1.03 | 1.03
1 | 3 | 10 | 59 | Yes |  |  |  | 0 | 0.99 | 0.99
1 | 3 | 11 | 60 | Yes |  |  |  | 0 | 0.92 | 0.92
1 | 3 | 12 | 61 | Yes |  |  |  | 0 | 0.95 | 0.95
1 | 3 | 13 | 62 | Yes |  |  |  | 0 | 1 | 1
1 | 3 | 14 | 63 | Yes |  |  |  | 0 | 1.02 | 1.02
1 | 3 | 15 | 64 | Yes |  |  |  | 0 | 1.03 | 1.03
1 | 3 | 16 | 65 | Yes |  |  |  | 0 | 1.05 | 1.05
1 | 3 | 17 | 66 | Yes |  |  |  | 0 | 0.85 | 0.85
1 | 3 | 18 | 67 | Yes |  |  |  | 0 | 0.7 | 0.7
1 | 3 | 19 | 68 | Yes |  |  |  | 0 | 0.55 | 0.55
1 | 3 | 20 | 69 | Yes |  |  |  | 0 | 0.35 | 0.35
1 | 3 | 21 | 70 | Yes |  |  |  | 0 | 0.2 | 0.2
1 | 3 | 22 | 71 | Yes |  |  |  | 0 | 0.2 | 0.2
1 | 3 | 23 | 72 | Yes |  |  |  | 0 | 0.2 | 0.2
1 | 4 | 0 | 73 | Yes |  |  |  | 0 | 0.2 | 0.2
1 | 4 | 1 | 74 | Yes |  |  |  | 0 | 0.2 | 0.2
1 | 4 | 2 | 75 | Yes |  |  |  | 0 | 0.2 | 0.2
1 | 4 | 3 | 76 | Yes |  |  |  | 0 | 0.2 | 0.2
1 | 4 | 4 | 77 | Yes |  |  |  | 0 | 0.3 | 0.3
1 | 4 | 5 | 78 | Yes |  |  |  | 0 | 0.45 | 0.45
1 | 4 | 6 | 79 | Yes |  |  |  | 0 | 0.58 | 0.58
1 | 4 | 7 | 80 | Yes |  |  |  | 0 | 0.7 | 0.7
1 | 4 | 8 | 81 | Yes |  |  |  | 0 | 0.85 | 0.85
1 | 4 | 9 | 82 | Yes |  |  |  | 0 | 1.03 | 1.03
1 | 4 | 10 | 83 | Yes |  |  |  | 0 | 0.99 | 0.99
1 | 4 | 11 | 84 | Yes |  |  |  | 0 | 0.92 | 0.92
1 | 4 | 12 | 85 | Yes |  |  |  | 0 | 0.95 | 0.95
1 | 4 | 13 | 86 | Yes |  |  |  | 0 | 1 | 1
1 | 4 | 14 | 87 | Yes |  |  |  | 0 | 1.02 | 1.02
1 | 4 | 15 | 88 | Yes |  |  |  | 0 | 1.03 | 1.03
1 | 4 | 16 | 89 | Yes |  |  |  | 0 | 1.05 | 1.05
1 | 4 | 17 | 90 | Yes |  |  |  | 0 | 0.85 | 0.85
1 | 4 | 18 | 91 | Yes |  |  |  | 0 | 0.7 | 0.7
1 | 4 | 19 | 92 | Yes |  |  |  | 0 | 0.55 | 0.55
1 | 4 | 20 | 93 | Yes |  |  |  | 0 | 0.35 | 0.35
1 | 4 | 21 | 94 | Yes |  |  |  | 0 | 0.2 | 0.2
1 | 4 | 22 | 95 | Yes |  |  |  | 0 | 0.2 | 0.2
1 | 4 | 23 | 96 | Yes |  |  |  | 0 | 0.2 | 0.2
1 | 5 | 0 | 97 | Yes |  |  |  | 0 | 0.2 | 0.2
1 | 5 | 1 | 98 | Yes |  |  |  | 0 | 0.2 | 0.2
1 | 5 | 2 | 99 | Yes |  |  |  | 0 | 0.2 | 0.2
1 | 5 | 3 | 100 | Yes |  |  |  | 0 | 0.2 | 0.2
1 | 5 | 4 | 101 | Yes |  |  |  | 0 | 0.3 | 0.3
1 | 5 | 5 | 102 | Yes |  |  |  | 0 | 0.45 | 0.45
1 | 5 | 6 | 103 | Yes |  |  |  | 0 | 0.58 | 0.58
1 | 5 | 7 | 104 | Yes |  |  |  | 0 | 0.7 | 0.7
1 | 5 | 8 | 105 | Yes |  |  |  | 0 | 0.85 | 0.85
1 | 5 | 9 | 106 | Yes |  |  |  | 0 | 1.03 | 1.03
1 | 5 | 10 | 107 | Yes |  |  |  | 0 | 0.99 | 0.99
1 | 5 | 11 | 108 | Yes |  |  |  | 0 | 0.92 | 0.92
1 | 5 | 12 | 109 | Yes |  |  |  | 0 | 0.95 | 0.95
1 | 5 | 13 | 110 | Yes |  |  |  | 0 | 1 | 1
1 | 5 | 14 | 111 | Yes |  |  |  | 0 | 1.02 | 1.02
1 | 5 | 15 | 112 | Yes |  |  |  | 0 | 1.03 | 1.03
1 | 5 | 16 | 113 | Yes |  |  |  | 0 | 1.05 | 1.05
1 | 5 | 17 | 114 | Yes |  |  |  | 0 | 0.85 | 0.85
1 | 5 | 18 | 115 | Yes |  |  |  | 0 | 0.7 | 0.7
1 | 5 | 19 | 116 | Yes |  |  |  | 0 | 0.55 | 0.55
1 | 5 | 20 | 117 | Yes |  |  |  | 0 | 0.35 | 0.35
1 | 5 | 21 | 118 | Yes |  |  |  | 0 | 0.2 | 0.2
1 | 5 | 22 | 119 | Yes |  |  |  | 0 | 0.2 | 0.2
1 | 5 | 23 | 120 | Yes |  |  |  | 0 | 0.2 | 0.2
1 | 6 | 0 | 121 | Yes |  |  |  | 0 | 0.2 | 0.2
1 | 6 | 1 | 122 | Yes |  |  |  | 0 | 0.2 | 0.2
1 | 6 | 2 | 123 | Yes |  |  |  | 0 | 0.2 | 0.2
1 | 6 | 3 | 124 | Yes |  |  |  | 0 | 0.2 | 0.2
1 | 6 | 4 | 125 | Yes |  |  |  | 0 | 0.3 | 0.3
1 | 6 | 5 | 126 | Yes |  |  |  | 0 | 0.45 | 0.45
1 | 6 | 6 | 127 | Yes |  |  |  | 0 | 0.58 | 0.58
1 | 6 | 7 | 128 | Yes |  |  |  | 0 | 0.7 | 0.7
1 | 6 | 8 | 129 | Yes |  |  |  | 0 | 0.85 | 0.85
1 | 6 | 9 | 130 | Yes |  |  |  | 0 | 1.03 | 1.03
1 | 6 | 10 | 131 | Yes |  |  |  | 0 | 0.99 | 0.99
1 | 6 | 11 | 132 | Yes |  |  |  | 0 | 0.92 | 0.92
1 | 6 | 12 | 133 | Yes |  |  |  | 0 | 0.95 | 0.95
1 | 6 | 13 | 134 | Yes |  |  |  | 0 | 1 | 1
1 | 6 | 14 | 135 | Yes |  |  |  | 0 | 1.02 | 1.02
1 | 6 | 15 | 136 | Yes |  |  |  | 0 | 1.03 | 1.03
1 | 6 | 16 | 137 | Yes |  |  |  | 0 | 1.05 | 1.05
1 | 6 | 17 | 138 | Yes |  |  |  | 0 | 0.85 | 0.85
1 | 6 | 18 | 139 | Yes |  |  |  | 0 | 0.7 | 0.7
1 | 6 | 19 | 140 | Yes |  |  |  | 0 | 0.55 | 0.55
1 | 6 | 20 | 141 | Yes |  |  |  | 0 | 0.35 | 0.35
1 | 6 | 21 | 142 | Yes |  |  |  | 0 | 0.2 | 0.2
1 | 6 | 22 | 143 | Yes |  |  |  | 0 | 0.2 | 0.2
1 | 6 | 23 | 144 | Yes |  |  |  | 0 | 0.2 | 0.2
1 | 7 | 0 | 145 | Saturday |  |  |  | 0 | 0.2 | 0.2
1 | 7 | 1 | 146 | Saturday |  |  |  | 0 | 0.2 | 0.2
1 | 7 | 2 | 147 | Saturday |  |  |  | 0 | 0.2 | 0.2
1 | 7 | 3 | 148 | Saturday |  |  |  | 0 | 0.2 | 0.2
1 | 7 | 4 | 149 | Saturday |  |  |  | 0 | 0.3 | 0.3
1 | 7 | 5 | 150 | Saturday |  |  |  | 0 | 0.45 | 0.45
1 | 7 | 6 | 151 | Saturday |  |  |  | 0 | 0.58 | 0.58
1 | 7 | 7 | 152 | Saturday |  |  |  | 0 | 0.7 | 0.7
1 | 7 | 8 | 153 | Saturday |  |  |  | 0 | 0.85 | 0.85
1 | 7 | 9 | 154 | Saturday |  |  |  | 0 | 1.03 | 1.03
1 | 7 | 10 | 155 | Saturday |  |  |  | 0 | 0.99 | 0.99
1 | 7 | 11 | 156 | Saturday |  |  |  | 0 | 0.92 | 0.92
1 | 7 | 12 | 157 | Saturday |  |  |  | 0 | 0.95 | 0.95
1 | 7 | 13 | 158 | Saturday |  |  |  | 0 | 1 | 1
1 | 7 | 14 | 159 | Saturday |  |  |  | 0 | 1.02 | 1.02
1 | 7 | 15 | 160 | Saturday |  |  |  | 0 | 1.03 | 1.03
1 | 7 | 16 | 161 | Saturday |  |  |  | 0 | 1.05 | 1.05
1 | 7 | 17 | 162 | Saturday |  |  |  | 0 | 0.85 | 0.85
1 | 7 | 18 | 163 | Saturday |  |  |  | 0 | 0.7 | 0.7
1 | 7 | 19 | 164 | Saturday |  |  |  | 0 | 0.55 | 0.55
1 | 7 | 20 | 165 | Saturday |  |  |  | 0 | 0.35 | 0.35
1 | 7 | 21 | 166 | Saturday |  |  |  | 0 | 0.2 | 0.2
1 | 7 | 22 | 167 | Saturday |  |  |  | 0 | 0.2 | 0.2
1 | 7 | 23 | 168 | Saturday |  |  |  | 0 | 0.2 | 0.2
1 | 8 | 0 | 169 | Sunday |  |  |  | 0 | 0.2 | 0.2
1 | 8 | 1 | 170 | Sunday |  |  |  | 0 | 0.2 | 0.2
1 | 8 | 2 | 171 | Sunday |  |  |  | 0 | 0.2 | 0.2
1 | 8 | 3 | 172 | Sunday |  |  |  | 0 | 0.2 | 0.2
1 | 8 | 4 | 173 | Sunday |  |  |  | 0 | 0.3 | 0.3
1 | 8 | 5 | 174 | Sunday |  |  |  | 0 | 0.45 | 0.45
1 | 8 | 6 | 175 | Sunday |  |  |  | 0 | 0.58 | 0.58
1 | 8 | 7 | 176 | Sunday |  |  |  | 0 | 0.7 | 0.7
1 | 8 | 8 | 177 | Sunday |  |  |  | 0 | 0.85 | 0.85
1 | 8 | 9 | 178 | Sunday |  |  |  | 0 | 1.03 | 1.03
1 | 8 | 10 | 179 | Sunday |  |  |  | 0 | 0.99 | 0.99
1 | 8 | 11 | 180 | Sunday |  |  |  | 0 | 0.92 | 0.92
1 | 8 | 12 | 181 | Sunday |  |  |  | 0 | 0.95 | 0.95
1 | 8 | 13 | 182 | Sunday |  |  |  | 0 | 1 | 1
1 | 8 | 14 | 183 | Sunday |  |  |  | 0 | 1.02 | 1.02
1 | 8 | 15 | 184 | Sunday |  |  |  | 0 | 1.03 | 1.03
1 | 8 | 16 | 185 | Sunday |  |  |  | 0 | 1.05 | 1.05
1 | 8 | 17 | 186 | Sunday |  |  |  | 0 | 0.85 | 0.85
1 | 8 | 18 | 187 | Sunday |  |  |  | 0 | 0.7 | 0.7
1 | 8 | 19 | 188 | Sunday |  |  |  | 0 | 0.55 | 0.55
1 | 8 | 20 | 189 | Sunday |  |  |  | 0 | 0.35 | 0.35
1 | 8 | 21 | 190 | Sunday |  |  |  | 0 | 0.2 | 0.2
1 | 8 | 22 | 191 | Sunday |  |  |  | 0 | 0.2 | 0.2
1 | 8 | 23 | 192 | Sunday |  |  |  | 0 | 0.2 | 0.2
1 | 9 | 0 | 193 | Yes |  |  |  | 0 | 0.2 | 0.2
1 | 9 | 1 | 194 | Yes |  |  |  | 0 | 0.2 | 0.2
1 | 9 | 2 | 195 | Yes |  |  |  | 0 | 0.2 | 0.2
1 | 9 | 3 | 196 | Yes |  |  |  | 0 | 0.2 | 0.2
1 | 9 | 4 | 197 | Yes |  |  |  | 0 | 0.3 | 0.3
1 | 9 | 5 | 198 | Yes |  |  |  | 0 | 0.45 | 0.45
1 | 9 | 6 | 199 | Yes |  |  |  | 0 | 0.58 | 0.58
1 | 9 | 7 | 200 | Yes |  |  |  | 0 | 0.7 | 0.7
1 | 9 | 8 | 201 | Yes |  |  |  | 0 | 0.85 | 0.85
1 | 9 | 9 | 202 | Yes |  |  |  | 0 | 1.03 | 1.03
1 | 9 | 10 | 203 | Yes |  |  |  | 0 | 0.99 | 0.99
1 | 9 | 11 | 204 | Yes |  |  |  | 0 | 0.92 | 0.92
1 | 9 | 12 | 205 | Yes |  |  |  | 0 | 0.95 | 0.95
1 | 9 | 13 | 206 | Yes |  |  |  | 0 | 1 | 1
1 | 9 | 14 | 207 | Yes |  |  |  | 0 | 1.02 | 1.02
1 | 9 | 15 | 208 | Yes |  |  |  | 0 | 1.03 | 1.03
1 | 9 | 16 | 209 | Yes |  |  |  | 0 | 1.05 | 1.05
1 | 9 | 17 | 210 | Yes |  |  |  | 0 | 0.85 | 0.85
1 | 9 | 18 | 211 | Yes |  |  |  | 0 | 0.7 | 0.7
1 | 9 | 19 | 212 | Yes |  |  |  | 0 | 0.55 | 0.55
1 | 9 | 20 | 213 | Yes |  |  |  | 0 | 0.35 | 0.35
1 | 9 | 21 | 214 | Yes |  |  |  | 0 | 0.2 | 0.2
1 | 9 | 22 | 215 | Yes |  |  |  | 0 | 0.2 | 0.2
1 | 9 | 23 | 216 | Yes |  |  |  | 0 | 0.2 | 0.2
1 | 10 | 0 | 217 | Yes |  |  |  | 0 | 0.2 | 0.2
1 | 10 | 1 | 218 | Yes |  |  |  | 0 | 0.2 | 0.2
1 | 10 | 2 | 219 | Yes |  |  |  | 0 | 0.2 | 0.2
1 | 10 | 3 | 220 | Yes |  |  |  | 0 | 0.2 | 0.2
1 | 10 | 4 | 221 | Yes |  |  |  | 0 | 0.3 | 0.3
1 | 10 | 5 | 222 | Yes |  |  |  | 0 | 0.45 | 0.45
1 | 10 | 6 | 223 | Yes |  |  |  | 0 | 0.58 | 0.58
1 | 10 | 7 | 224 | Yes |  |  |  | 0 | 0.7 | 0.7
1 | 10 | 8 | 225 | Yes |  |  |  | 0 | 0.85 | 0.85
1 | 10 | 9 | 226 | Yes |  |  |  | 0 | 1.03 | 1.03
1 | 10 | 10 | 227 | Yes |  |  |  | 0 | 0.99 | 0.99
1 | 10 | 11 | 228 | Yes |  |  |  | 0 | 0.92 | 0.92
1 | 10 | 12 | 229 | Yes |  |  |  | 0 | 0.95 | 0.95
1 | 10 | 13 | 230 | Yes |  |  |  | 0 | 1 | 1
1 | 10 | 14 | 231 | Yes |  |  |  | 0 | 1.02 | 1.02
1 | 10 | 15 | 232 | Yes |  |  |  | 0 | 1.03 | 1.03
1 | 10 | 16 | 233 | Yes |  |  |  | 0 | 1.05 | 1.05
1 | 10 | 17 | 234 | Yes |  |  |  | 0 | 0.85 | 0.85
1 | 10 | 18 | 235 | Yes |  |  |  | 0 | 0.7 | 0.7
1 | 10 | 19 | 236 | Yes |  |  |  | 0 | 0.55 | 0.55
1 | 10 | 20 | 237 | Yes |  |  |  | 0 | 0.35 | 0.35
1 | 10 | 21 | 238 | Yes |  |  |  | 0 | 0.2 | 0.2
1 | 10 | 22 | 239 | Yes |  |  |  | 0 | 0.2 | 0.2
1 | 10 | 23 | 240 | Yes |  |  |  | 0 | 0.2 | 0.2
1 | 11 | 0 | 241 | Yes |  |  |  | 0 | 0.2 | 0.2
1 | 11 | 1 | 242 | Yes |  |  |  | 0 | 0.2 | 0.2
1 | 11 | 2 | 243 | Yes |  |  |  | 0 | 0.2 | 0.2
1 | 11 | 3 | 244 | Yes |  |  |  | 0 | 0.2 | 0.2
1 | 11 | 4 | 245 | Yes |  |  |  | 0 | 0.3 | 0.3
1 | 11 | 5 | 246 | Yes |  |  |  | 0 | 0.45 | 0.45
1 | 11 | 6 | 247 | Yes |  |  |  | 0 | 0.58 | 0.58
1 | 11 | 7 | 248 | Yes |  |  |  | 0 | 0.7 | 0.7
1 | 11 | 8 | 249 | Yes |  |  |  | 0 | 0.85 | 0.85
1 | 11 | 9 | 250 | Yes |  |  |  | 0 | 1.03 | 1.03
1 | 11 | 10 | 251 | Yes |  |  |  | 0 | 0.99 | 0.99
1 | 11 | 11 | 252 | Yes |  |  |  | 0 | 0.92 | 0.92
1 | 11 | 12 | 253 | Yes |  |  |  | 0 | 0.95 | 0.95
1 | 11 | 13 | 254 | Yes |  |  |  | 0 | 1 | 1
1 | 11 | 14 | 255 | Yes |  |  |  | 0 | 1.02 | 1.02
1 | 11 | 15 | 256 | Yes |  |  |  | 0 | 1.03 | 1.03
1 | 11 | 16 | 257 | Yes |  |  |  | 0 | 1.05 | 1.05
1 | 11 | 17 | 258 | Yes |  |  |  | 0 | 0.85 | 0.85
1 | 11 | 18 | 259 | Yes |  |  |  | 0 | 0.7 | 0.7
1 | 11 | 19 | 260 | Yes |  |  |  | 0 | 0.55 | 0.55
1 | 11 | 20 | 261 | Yes |  |  |  | 0 | 0.35 | 0.35
1 | 11 | 21 | 262 | Yes |  |  |  | 0 | 0.2 | 0.2
1 | 11 | 22 | 263 | Yes |  |  |  | 0 | 0.2 | 0.2
1 | 11 | 23 | 264 | Yes |  |  |  | 0 | 0.2 | 0.2
1 | 12 | 0 | 265 | Yes |  |  |  | 0 | 0.2 | 0.2
1 | 12 | 1 | 266 | Yes |  |  |  | 0 | 0.2 | 0.2
1 | 12 | 2 | 267 | Yes |  |  |  | 0 | 0.2 | 0.2
1 | 12 | 3 | 268 | Yes |  |  |  | 0 | 0.2 | 0.2
1 | 12 | 4 | 269 | Yes |  |  |  | 0 | 0.3 | 0.3
1 | 12 | 5 | 270 | Yes |  |  |  | 0 | 0.45 | 0.45
1 | 12 | 6 | 271 | Yes |  |  |  | 0 | 0.58 | 0.58
1 | 12 | 7 | 272 | Yes |  |  |  | 0 | 0.7 | 0.7
1 | 12 | 8 | 273 | Yes |  |  |  | 0 | 0.85 | 0.85
1 | 12 | 9 | 274 | Yes |  |  |  | 0 | 1.03 | 1.03
1 | 12 | 10 | 275 | Yes |  |  |  | 0 | 0.99 | 0.99
1 | 12 | 11 | 276 | Yes |  |  |  | 0 | 0.92 | 0.92
1 | 12 | 12 | 277 | Yes |  |  |  | 0 | 0.95 | 0.95
1 | 12 | 13 | 278 | Yes |  |  |  | 0 | 1 | 1
1 | 12 | 14 | 279 | Yes |  |  |  | 0 | 1.02 | 1.02
1 | 12 | 15 | 280 | Yes |  |  |  | 0 | 1.03 | 1.03
1 | 12 | 16 | 281 | Yes |  |  |  | 0 | 1.05 | 1.05
1 | 12 | 17 | 282 | Yes |  |  |  | 0 | 0.85 | 0.85
1 | 12 | 18 | 283 | Yes |  |  |  | 0 | 0.7 | 0.7
1 | 12 | 19 | 284 | Yes |  |  |  | 0 | 0.55 | 0.55
1 | 12 | 20 | 285 | Yes |  |  |  | 0 | 0.35 | 0.35
1 | 12 | 21 | 286 | Yes |  |  |  | 0 | 0.2 | 0.2
1 | 12 | 22 | 287 | Yes |  |  |  | 0 | 0.2 | 0.2
1 | 12 | 23 | 288 | Yes |  |  |  | 0 | 0.2 | 0.2
1 | 13 | 0 | 289 | Yes |  |  |  | 0 | 0.2 | 0.2
1 | 13 | 1 | 290 | Yes |  |  |  | 0 | 0.2 | 0.2
1 | 13 | 2 | 291 | Yes |  |  |  | 0 | 0.2 | 0.2
1 | 13 | 3 | 292 | Yes |  |  |  | 0 | 0.2 | 0.2
1 | 13 | 4 | 293 | Yes |  |  |  | 0 | 0.3 | 0.3
1 | 13 | 5 | 294 | Yes |  |  |  | 0 | 0.45 | 0.45
1 | 13 | 6 | 295 | Yes |  |  |  | 0 | 0.58 | 0.58
1 | 13 | 7 | 296 | Yes |  |  |  | 0 | 0.7 | 0.7
1 | 13 | 8 | 297 | Yes |  |  |  | 0 | 0.85 | 0.85
1 | 13 | 9 | 298 | Yes |  |  |  | 0 | 1.03 | 1.03
1 | 13 | 10 | 299 | Yes |  |  |  | 0 | 0.99 | 0.99
1 | 13 | 11 | 300 | Yes |  |  |  | 0 | 0.92 | 0.92
1 | 13 | 12 | 301 | Yes |  |  |  | 0 | 0.95 | 0.95
1 | 13 | 13 | 302 | Yes |  |  |  | 0 | 1 | 1
1 | 13 | 14 | 303 | Yes |  |  |  | 0 | 1.02 | 1.02
1 | 13 | 15 | 304 | Yes |  |  |  | 0 | 1.03 | 1.03
1 | 13 | 16 | 305 | Yes |  |  |  | 0 | 1.05 | 1.05
1 | 13 | 17 | 306 | Yes |  |  |  | 0 | 0.85 | 0.85
1 | 13 | 18 | 307 | Yes |  |  |  | 0 | 0.7 | 0.7
1 | 13 | 19 | 308 | Yes |  |  |  | 0 | 0.55 | 0.55
1 | 13 | 20 | 309 | Yes |  |  |  | 0 | 0.35 | 0.35
1 | 13 | 21 | 310 | Yes |  |  |  | 0 | 0.2 | 0.2
1 | 13 | 22 | 311 | Yes |  |  |  | 0 | 0.2 | 0.2
1 | 13 | 23 | 312 | Yes |  |  |  | 0 | 0.2 | 0.2
1 | 14 | 0 | 313 | Saturday |  |  |  | 0 | 0.2 | 0.2
1 | 14 | 1 | 314 | Saturday |  |  |  | 0 | 0.2 | 0.2
1 | 14 | 2 | 315 | Saturday |  |  |  | 0 | 0.2 | 0.2
1 | 14 | 3 | 316 | Saturday |  |  |  | 0 | 0.2 | 0.2
1 | 14 | 4 | 317 | Saturday |  |  |  | 0 | 0.3 | 0.3
1 | 14 | 5 | 318 | Saturday |  |  |  | 0 | 0.45 | 0.45
1 | 14 | 6 | 319 | Saturday |  |  |  | 0 | 0.58 | 0.58
1 | 14 | 7 | 320 | Saturday |  |  |  | 0 | 0.7 | 0.7
1 | 14 | 8 | 321 | Saturday |  |  |  | 0 | 0.85 | 0.85
1 | 14 | 9 | 322 | Saturday |  |  |  | 0 | 1.03 | 1.03
1 | 14 | 10 | 323 | Saturday |  |  |  | 0 | 0.99 | 0.99
1 | 14 | 11 | 324 | Saturday |  |  |  | 0 | 0.92 | 0.92
1 | 14 | 12 | 325 | Saturday |  |  |  | 0 | 0.95 | 0.95
1 | 14 | 13 | 326 | Saturday |  |  |  | 0 | 1 | 1
1 | 14 | 14 | 327 | Saturday |  |  |  | 0 | 1.02 | 1.02
1 | 14 | 15 | 328 | Saturday |  |  |  | 0 | 1.03 | 1.03
1 | 14 | 16 | 329 | Saturday |  |  |  | 0 | 1.05 | 1.05
1 | 14 | 17 | 330 | Saturday |  |  |  | 0 | 0.85 | 0.85
1 | 14 | 18 | 331 | Saturday |  |  |  | 0 | 0.7 | 0.7
1 | 14 | 19 | 332 | Saturday |  |  |  | 0 | 0.55 | 0.55
1 | 14 | 20 | 333 | Saturday |  |  |  | 0 | 0.35 | 0.35
1 | 14 | 21 | 334 | Saturday |  |  |  | 0 | 0.2 | 0.2
1 | 14 | 22 | 335 | Saturday |  |  |  | 0 | 0.2 | 0.2
1 | 14 | 23 | 336 | Saturday |  |  |  | 0 | 0.2 | 0.2
1 | 15 | 0 | 337 | Sunday |  |  |  | 0 | 0.2 | 0.2
1 | 15 | 1 | 338 | Sunday |  |  |  | 0 | 0.2 | 0.2
1 | 15 | 2 | 339 | Sunday |  |  |  | 0 | 0.2 | 0.2
1 | 15 | 3 | 340 | Sunday |  |  |  | 0 | 0.2 | 0.2
1 | 15 | 4 | 341 | Sunday |  |  |  | 0 | 0.3 | 0.3
1 | 15 | 5 | 342 | Sunday |  |  |  | 0 | 0.45 | 0.45
1 | 15 | 6 | 343 | Sunday |  |  |  | 0 | 0.58 | 0.58
1 | 15 | 7 | 344 | Sunday |  |  |  | 0 | 0.7 | 0.7
1 | 15 | 8 | 345 | Sunday |  |  |  | 0 | 0.85 | 0.85
1 | 15 | 9 | 346 | Sunday |  |  |  | 0 | 1.03 | 1.03
1 | 15 | 10 | 347 | Sunday |  |  |  | 0 | 0.99 | 0.99
1 | 15 | 11 | 348 | Sunday |  |  |  | 0 | 0.92 | 0.92
1 | 15 | 12 | 349 | Sunday |  |  |  | 0 | 0.95 | 0.95
1 | 15 | 13 | 350 | Sunday |  |  |  | 0 | 1 | 1
1 | 15 | 14 | 351 | Sunday |  |  |  | 0 | 1.02 | 1.02
1 | 15 | 15 | 352 | Sunday |  |  |  | 0 | 1.03 | 1.03
1 | 15 | 16 | 353 | Sunday |  |  |  | 0 | 1.05 | 1.05
1 | 15 | 17 | 354 | Sunday |  |  |  | 0 | 0.85 | 0.85
1 | 15 | 18 | 355 | Sunday |  |  |  | 0 | 0.7 | 0.7
1 | 15 | 19 | 356 | Sunday |  |  |  | 0 | 0.55 | 0.55
1 | 15 | 20 | 357 | Sunday |  |  |  | 0 | 0.35 | 0.35
1 | 15 | 21 | 358 | Sunday |  |  |  | 0 | 0.2 | 0.2
1 | 15 | 22 | 359 | Sunday |  |  |  | 0 | 0.2 | 0.2
1 | 15 | 23 | 360 | Sunday |  |  |  | 0 | 0.2 | 0.2
1 | 16 | 0 | 361 | Yes |  |  |  | 0 | 0.2 | 0.2
1 | 16 | 1 | 362 | Yes |  |  |  | 0 | 0.2 | 0.2
1 | 16 | 2 | 363 | Yes |  |  |  | 0 | 0.2 | 0.2
1 | 16 | 3 | 364 | Yes |  |  |  | 0 | 0.2 | 0.2
1 | 16 | 4 | 365 | Yes |  |  |  | 0 | 0.3 | 0.3
1 | 16 | 5 | 366 | Yes |  |  |  | 0 | 0.45 | 0.45
1 | 16 | 6 | 367 | Yes |  |  |  | 0 | 0.58 | 0.58
1 | 16 | 7 | 368 | Yes |  |  |  | 0 | 0.7 | 0.7
1 | 16 | 8 | 369 | Yes |  |  |  | 0 | 0.85 | 0.85
1 | 16 | 9 | 370 | Yes |  |  |  | 0 | 1.03 | 1.03
1 | 16 | 10 | 371 | Yes |  |  |  | 0 | 0.99 | 0.99
1 | 16 | 11 | 372 | Yes |  |  |  | 0 | 0.92 | 0.92
1 | 16 | 12 | 373 | Yes |  |  |  | 0 | 0.95 | 0.95
1 | 16 | 13 | 374 | Yes |  |  |  | 0 | 1 | 1
1 | 16 | 14 | 375 | Yes |  |  |  | 0 | 1.02 | 1.02
1 | 16 | 15 | 376 | Yes |  |  |  | 0 | 1.03 | 1.03
1 | 16 | 16 | 377 | Yes |  |  |  | 0 | 1.05 | 1.05
1 | 16 | 17 | 378 | Yes |  |  |  | 0 | 0.85 | 0.85
1 | 16 | 18 | 379 | Yes |  |  |  | 0 | 0.7 | 0.7
1 | 16 | 19 | 380 | Yes |  |  |  | 0 | 0.55 | 0.55
1 | 16 | 20 | 381 | Yes |  |  |  | 0 | 0.35 | 0.35
1 | 16 | 21 | 382 | Yes |  |  |  | 0 | 0.2 | 0.2
1 | 16 | 22 | 383 | Yes |  |  |  | 0 | 0.2 | 0.2
1 | 16 | 23 | 384 | Yes |  |  |  | 0 | 0.2 | 0.2
1 | 17 | 0 | 385 | Yes |  |  |  | 0 | 0.2 | 0.2
1 | 17 | 1 | 386 | Yes |  |  |  | 0 | 0.2 | 0.2
1 | 17 | 2 | 387 | Yes |  |  |  | 0 | 0.2 | 0.2
1 | 17 | 3 | 388 | Yes |  |  |  | 0 | 0.2 | 0.2
1 | 17 | 4 | 389 | Yes |  |  |  | 0 | 0.3 | 0.3
1 | 17 | 5 | 390 | Yes |  |  |  | 0 | 0.45 | 0.45
1 | 17 | 6 | 391 | Yes |  |  |  | 0 | 0.58 | 0.58
1 | 17 | 7 | 392 | Yes |  |  |  | 0 | 0.7 | 0.7
1 | 17 | 8 | 393 | Yes |  |  |  | 0 | 0.85 | 0.85
1 | 17 | 9 | 394 | Yes |  |  |  | 0 | 1.03 | 1.03
1 | 17 | 10 | 395 | Yes |  |  |  | 0 | 0.99 | 0.99
1 | 17 | 11 | 396 | Yes |  |  |  | 0 | 0.92 | 0.92
1 | 17 | 12 | 397 | Yes |  |  |  | 0 | 0.95 | 0.95
1 | 17 | 13 | 398 | Yes |  |  |  | 0 | 1 | 1
1 | 17 | 14 | 399 | Yes |  |  |  | 0 | 1.02 | 1.02
1 | 17 | 15 | 400 | Yes |  |  |  | 0 | 1.03 | 1.03
1 | 17 | 16 | 401 | Yes |  |  |  | 0 | 1.05 | 1.05
1 | 17 | 17 | 402 | Yes |  |  |  | 0 | 0.85 | 0.85
1 | 17 | 18 | 403 | Yes |  |  |  | 0 | 0.7 | 0.7
1 | 17 | 19 | 404 | Yes |  |  |  | 0 | 0.55 | 0.55
1 | 17 | 20 | 405 | Yes |  |  |  | 0 | 0.35 | 0.35
1 | 17 | 21 | 406 | Yes |  |  |  | 0 | 0.2 | 0.2
1 | 17 | 22 | 407 | Yes |  |  |  | 0 | 0.2 | 0.2
1 | 17 | 23 | 408 | Yes |  |  |  | 0 | 0.2 | 0.2
1 | 18 | 0 | 409 | Yes |  |  |  | 0 | 0.2 | 0.2
1 | 18 | 1 | 410 | Yes |  |  |  | 0 | 0.2 | 0.2
1 | 18 | 2 | 411 | Yes |  |  |  | 0 | 0.2 | 0.2
1 | 18 | 3 | 412 | Yes |  |  |  | 0 | 0.2 | 0.2
1 | 18 | 4 | 413 | Yes |  |  |  | 0 | 0.3 | 0.3
1 | 18 | 5 | 414 | Yes |  |  |  | 0 | 0.45 | 0.45
1 | 18 | 6 | 415 | Yes |  |  |  | 0 | 0.58 | 0.58
1 | 18 | 7 | 416 | Yes |  |  |  | 0 | 0.7 | 0.7
1 | 18 | 8 | 417 | Yes |  |  |  | 0 | 0.85 | 0.85
1 | 18 | 9 | 418 | Yes |  |  |  | 0 | 1.03 | 1.03
1 | 18 | 10 | 419 | Yes |  |  |  | 0 | 0.99 | 0.99
1 | 18 | 11 | 420 | Yes |  |  |  | 0 | 0.92 | 0.92
1 | 18 | 12 | 421 | Yes |  |  |  | 0 | 0.95 | 0.95
1 | 18 | 13 | 422 | Yes |  |  |  | 0 | 1 | 1
1 | 18 | 14 | 423 | Yes |  |  |  | 0 | 1.02 | 1.02
1 | 18 | 15 | 424 | Yes |  |  |  | 0 | 1.03 | 1.03
1 | 18 | 16 | 425 | Yes |  |  |  | 0 | 1.05 | 1.05
1 | 18 | 17 | 426 | Yes |  |  |  | 0 | 0.85 | 0.85
1 | 18 | 18 | 427 | Yes |  |  |  | 0 | 0.7 | 0.7
1 | 18 | 19 | 428 | Yes |  |  |  | 0 | 0.55 | 0.55
1 | 18 | 20 | 429 | Yes |  |  |  | 0 | 0.35 | 0.35
1 | 18 | 21 | 430 | Yes |  |  |  | 0 | 0.2 | 0.2
1 | 18 | 22 | 431 | Yes |  |  |  | 0 | 0.2 | 0.2
1 | 18 | 23 | 432 | Yes |  |  |  | 0 | 0.2 | 0.2
1 | 19 | 0 | 433 | Yes |  |  |  | 0 | 0.2 | 0.2
1 | 19 | 1 | 434 | Yes |  |  |  | 0 | 0.2 | 0.2
1 | 19 | 2 | 435 | Yes |  |  |  | 0 | 0.2 | 0.2
1 | 19 | 3 | 436 | Yes |  |  |  | 0 | 0.2 | 0.2
1 | 19 | 4 | 437 | Yes |  |  |  | 0 | 0.3 | 0.3
1 | 19 | 5 | 438 | Yes |  |  |  | 0 | 0.45 | 0.45
1 | 19 | 6 | 439 | Yes |  |  |  | 0 | 0.58 | 0.58
1 | 19 | 7 | 440 | Yes |  |  |  | 0 | 0.7 | 0.7
1 | 19 | 8 | 441 | Yes |  |  |  | 0 | 0.85 | 0.85
1 | 19 | 9 | 442 | Yes |  |  |  | 0 | 1.03 | 1.03
1 | 19 | 10 | 443 | Yes |  |  |  | 0 | 0.99 | 0.99
1 | 19 | 11 | 444 | Yes |  |  |  | 0 | 0.92 | 0.92
1 | 19 | 12 | 445 | Yes |  |  |  | 0 | 0.95 | 0.95
1 | 19 | 13 | 446 | Yes |  |  |  | 0 | 1 | 1
1 | 19 | 14 | 447 | Yes |  |  |  | 0 | 1.02 | 1.02
1 | 19 | 15 | 448 | Yes |  |  |  | 0 | 1.03 | 1.03
1 | 19 | 16 | 449 | Yes |  |  |  | 0 | 1.05 | 1.05
1 | 19 | 17 | 450 | Yes |  |  |  | 0 | 0.85 | 0.85
1 | 19 | 18 | 451 | Yes |  |  |  | 0 | 0.7 | 0.7
1 | 19 | 19 | 452 | Yes |  |  |  | 0 | 0.55 | 0.55
1 | 19 | 20 | 453 | Yes |  |  |  | 0 | 0.35 | 0.35
1 | 19 | 21 | 454 | Yes |  |  |  | 0 | 0.2 | 0.2
1 | 19 | 22 | 455 | Yes |  |  |  | 0 | 0.2 | 0.2
1 | 19 | 23 | 456 | Yes |  |  |  | 0 | 0.2 | 0.2
1 | 20 | 0 | 457 | Yes |  |  |  | 0 | 0.2 | 0.2
1 | 20 | 1 | 458 | Yes |  |  |  | 0 | 0.2 | 0.2
1 | 20 | 2 | 459 | Yes |  |  |  | 0 | 0.2 | 0.2
1 | 20 | 3 | 460 | Yes |  |  |  | 0 | 0.2 | 0.2
1 | 20 | 4 | 461 | Yes |  |  |  | 0 | 0.3 | 0.3
1 | 20 | 5 | 462 | Yes |  |  |  | 0 | 0.45 | 0.45
1 | 20 | 6 | 463 | Yes |  |  |  | 0 | 0.58 | 0.58
1 | 20 | 7 | 464 | Yes |  |  |  | 0 | 0.7 | 0.7
1 | 20 | 8 | 465 | Yes |  |  |  | 0 | 0.85 | 0.85
1 | 20 | 9 | 466 | Yes |  |  |  | 0 | 1.03 | 1.03
1 | 20 | 10 | 467 | Yes |  |  |  | 0 | 0.99 | 0.99
1 | 20 | 11 | 468 | Yes |  |  |  | 0 | 0.92 | 0.92
1 | 20 | 12 | 469 | Yes |  |  |  | 0 | 0.95 | 0.95
1 | 20 | 13 | 470 | Yes |  |  |  | 0 | 1 | 1
1 | 20 | 14 | 471 | Yes |  |  |  | 0 | 1.02 | 1.02
1 | 20 | 15 | 472 | Yes |  |  |  | 0 | 1.03 | 1.03
1 | 20 | 16 | 473 | Yes |  |  |  | 0 | 1.05 | 1.05
1 | 20 | 17 | 474 | Yes |  |  |  | 0 | 0.85 | 0.85
1 | 20 | 18 | 475 | Yes |  |  |  | 0 | 0.7 | 0.7
1 | 20 | 19 | 476 | Yes |  |  |  | 0 | 0.55 | 0.55
1 | 20 | 20 | 477 | Yes |  |  |  | 0 | 0.35 | 0.35
1 | 20 | 21 | 478 | Yes |  |  |  | 0 | 0.2 | 0.2
1 | 20 | 22 | 479 | Yes |  |  |  | 0 | 0.2 | 0.2
1 | 20 | 23 | 480 | Yes |  |  |  | 0 | 0.2 | 0.2
1 | 21 | 0 | 481 | Saturday |  |  |  | 0 | 0.2 | 0.2
1 | 21 | 1 | 482 | Saturday |  |  |  | 0 | 0.2 | 0.2
1 | 21 | 2 | 483 | Saturday |  |  |  | 0 | 0.2 | 0.2
1 | 21 | 3 | 484 | Saturday |  |  |  | 0 | 0.2 | 0.2
1 | 21 | 4 | 485 | Saturday |  |  |  | 0 | 0.3 | 0.3
1 | 21 | 5 | 486 | Saturday |  |  |  | 0 | 0.45 | 0.45
1 | 21 | 6 | 487 | Saturday |  |  |  | 0 | 0.58 | 0.58
1 | 21 | 7 | 488 | Saturday |  |  |  | 0 | 0.7 | 0.7
1 | 21 | 8 | 489 | Saturday |  |  |  | 0 | 0.85 | 0.85
1 | 21 | 9 | 490 | Saturday |  |  |  | 0 | 1.03 | 1.03
1 | 21 | 10 | 491 | Saturday |  |  |  | 0 | 0.99 | 0.99
1 | 21 | 11 | 492 | Saturday |  |  |  | 0 | 0.92 | 0.92
1 | 21 | 12 | 493 | Saturday |  |  |  | 0 | 0.95 | 0.95
1 | 21 | 13 | 494 | Saturday |  |  |  | 0 | 1 | 1
1 | 21 | 14 | 495 | Saturday |  |  |  | 0 | 1.02 | 1.02
1 | 21 | 15 | 496 | Saturday |  |  |  | 0 | 1.03 | 1.03
1 | 21 | 16 | 497 | Saturday |  |  |  | 0 | 1.05 | 1.05
1 | 21 | 17 | 498 | Saturday |  |  |  | 0 | 0.85 | 0.85
1 | 21 | 18 | 499 | Saturday |  |  |  | 0 | 0.7 | 0.7
1 | 21 | 19 | 500 | Saturday |  |  |  | 0 | 0.55 | 0.55
1 | 21 | 20 | 501 | Saturday |  |  |  | 0 | 0.35 | 0.35
1 | 21 | 21 | 502 | Saturday |  |  |  | 0 | 0.2 | 0.2
1 | 21 | 22 | 503 | Saturday |  |  |  | 0 | 0.2 | 0.2
1 | 21 | 23 | 504 | Saturday |  |  |  | 0 | 0.2 | 0.2
1 | 22 | 0 | 505 | Sunday |  |  |  | 0 | 0.2 | 0.2
1 | 22 | 1 | 506 | Sunday |  |  |  | 0 | 0.2 | 0.2
1 | 22 | 2 | 507 | Sunday |  |  |  | 0 | 0.2 | 0.2
1 | 22 | 3 | 508 | Sunday |  |  |  | 0 | 0.2 | 0.2
1 | 22 | 4 | 509 | Sunday |  |  |  | 0 | 0.3 | 0.3
1 | 22 | 5 | 510 | Sunday |  |  |  | 0 | 0.45 | 0.45
1 | 22 | 6 | 511 | Sunday |  |  |  | 0 | 0.58 | 0.58
1 | 22 | 7 | 512 | Sunday |  |  |  | 0 | 0.7 | 0.7
1 | 22 | 8 | 513 | Sunday |  |  |  | 0 | 0.85 | 0.85
1 | 22 | 9 | 514 | Sunday |  |  |  | 0 | 1.03 | 1.03
1 | 22 | 10 | 515 | Sunday |  |  |  | 0 | 0.99 | 0.99
1 | 22 | 11 | 516 | Sunday |  |  |  | 0 | 0.92 | 0.92
1 | 22 | 12 | 517 | Sunday |  |  |  | 0 | 0.95 | 0.95
1 | 22 | 13 | 518 | Sunday |  |  |  | 0 | 1 | 1
1 | 22 | 14 | 519 | Sunday |  |  |  | 0 | 1.02 | 1.02
1 | 22 | 15 | 520 | Sunday |  |  |  | 0 | 1.03 | 1.03
1 | 22 | 16 | 521 | Sunday |  |  |  | 0 | 1.05 | 1.05
1 | 22 | 17 | 522 | Sunday |  |  |  | 0 | 0.85 | 0.85
1 | 22 | 18 | 523 | Sunday |  |  |  | 0 | 0.7 | 0.7
1 | 22 | 19 | 524 | Sunday |  |  |  | 0 | 0.55 | 0.55
1 | 22 | 20 | 525 | Sunday |  |  |  | 0 | 0.35 | 0.35
1 | 22 | 21 | 526 | Sunday |  |  |  | 0 | 0.2 | 0.2
1 | 22 | 22 | 527 | Sunday |  |  |  | 0 | 0.2 | 0.2
1 | 22 | 23 | 528 | Sunday |  |  |  | 0 | 0.2 | 0.2
1 | 23 | 0 | 529 | Yes |  |  |  | 0 | 0.2 | 0.2
1 | 23 | 1 | 530 | Yes |  |  |  | 0 | 0.2 | 0.2
1 | 23 | 2 | 531 | Yes |  |  |  | 0 | 0.2 | 0.2
1 | 23 | 3 | 532 | Yes |  |  |  | 0 | 0.2 | 0.2
1 | 23 | 4 | 533 | Yes |  |  |  | 0 | 0.3 | 0.3
1 | 23 | 5 | 534 | Yes |  |  |  | 0 | 0.45 | 0.45
1 | 23 | 6 | 535 | Yes |  |  |  | 0 | 0.58 | 0.58
1 | 23 | 7 | 536 | Yes |  |  |  | 0 | 0.7 | 0.7
1 | 23 | 8 | 537 | Yes |  |  |  | 0 | 0.85 | 0.85
1 | 23 | 9 | 538 | Yes |  |  |  | 0 | 1.03 | 1.03
1 | 23 | 10 | 539 | Yes |  |  |  | 0 | 0.99 | 0.99
1 | 23 | 11 | 540 | Yes |  |  |  | 0 | 0.92 | 0.92
1 | 23 | 12 | 541 | Yes |  |  |  | 0 | 0.95 | 0.95
1 | 23 | 13 | 542 | Yes |  |  |  | 0 | 1 | 1
1 | 23 | 14 | 543 | Yes |  |  |  | 0 | 1.02 | 1.02
1 | 23 | 15 | 544 | Yes |  |  |  | 0 | 1.03 | 1.03
1 | 23 | 16 | 545 | Yes |  |  |  | 0 | 1.05 | 1.05
1 | 23 | 17 | 546 | Yes |  |  |  | 0 | 0.85 | 0.85
1 | 23 | 18 | 547 | Yes |  |  |  | 0 | 0.7 | 0.7
1 | 23 | 19 | 548 | Yes |  |  |  | 0 | 0.55 | 0.55
1 | 23 | 20 | 549 | Yes |  |  |  | 0 | 0.35 | 0.35
1 | 23 | 21 | 550 | Yes |  |  |  | 0 | 0.2 | 0.2
1 | 23 | 22 | 551 | Yes |  |  |  | 0 | 0.2 | 0.2
1 | 23 | 23 | 552 | Yes |  |  |  | 0 | 0.2 | 0.2
1 | 24 | 0 | 553 | Yes |  |  |  | 0 | 0.2 | 0.2
1 | 24 | 1 | 554 | Yes |  |  |  | 0 | 0.2 | 0.2
1 | 24 | 2 | 555 | Yes |  |  |  | 0 | 0.2 | 0.2
1 | 24 | 3 | 556 | Yes |  |  |  | 0 | 0.2 | 0.2
1 | 24 | 4 | 557 | Yes |  |  |  | 0 | 0.3 | 0.3
1 | 24 | 5 | 558 | Yes |  |  |  | 0 | 0.45 | 0.45
1 | 24 | 6 | 559 | Yes |  |  |  | 0 | 0.58 | 0.58
1 | 24 | 7 | 560 | Yes |  |  |  | 0 | 0.7 | 0.7
1 | 24 | 8 | 561 | Yes |  |  |  | 0 | 0.85 | 0.85
1 | 24 | 9 | 562 | Yes |  |  |  | 0 | 1.03 | 1.03
1 | 24 | 10 | 563 | Yes |  |  |  | 0 | 0.99 | 0.99
1 | 24 | 11 | 564 | Yes |  |  |  | 0 | 0.92 | 0.92
1 | 24 | 12 | 565 | Yes |  |  |  | 0 | 0.95 | 0.95
1 | 24 | 13 | 566 | Yes |  |  |  | 0 | 1 | 1
1 | 24 | 14 | 567 | Yes |  |  |  | 0 | 1.02 | 1.02
1 | 24 | 15 | 568 | Yes |  |  |  | 0 | 1.03 | 1.03
1 | 24 | 16 | 569 | Yes |  |  |  | 0 | 1.05 | 1.05
1 | 24 | 17 | 570 | Yes |  |  |  | 0 | 0.85 | 0.85
1 | 24 | 18 | 571 | Yes |  |  |  | 0 | 0.7 | 0.7
1 | 24 | 19 | 572 | Yes |  |  |  | 0 | 0.55 | 0.55
1 | 24 | 20 | 573 | Yes |  |  |  | 0 | 0.35 | 0.35
1 | 24 | 21 | 574 | Yes |  |  |  | 0 | 0.2 | 0.2
1 | 24 | 22 | 575 | Yes |  |  |  | 0 | 0.2 | 0.2
1 | 24 | 23 | 576 | Yes |  |  |  | 0 | 0.2 | 0.2
1 | 25 | 0 | 577 | Yes |  |  |  | 0 | 0.2 | 0.2
1 | 25 | 1 | 578 | Yes |  |  |  | 0 | 0.2 | 0.2
1 | 25 | 2 | 579 | Yes |  |  |  | 0 | 0.2 | 0.2
1 | 25 | 3 | 580 | Yes |  |  |  | 0 | 0.2 | 0.2
1 | 25 | 4 | 581 | Yes |  |  |  | 0 | 0.3 | 0.3
1 | 25 | 5 | 582 | Yes |  |  |  | 0 | 0.45 | 0.45
1 | 25 | 6 | 583 | Yes |  |  |  | 0 | 0.58 | 0.58
1 | 25 | 7 | 584 | Yes |  |  |  | 0 | 0.7 | 0.7
1 | 25 | 8 | 585 | Yes |  |  |  | 0 | 0.85 | 0.85
1 | 25 | 9 | 586 | Yes |  |  |  | 0 | 1.03 | 1.03
1 | 25 | 10 | 587 | Yes |  |  |  | 0 | 0.99 | 0.99
1 | 25 | 11 | 588 | Yes |  |  |  | 0 | 0.92 | 0.92
1 | 25 | 12 | 589 | Yes |  |  |  | 0 | 0.95 | 0.95
1 | 25 | 13 | 590 | Yes |  |  |  | 0 | 1 | 1
1 | 25 | 14 | 591 | Yes |  |  |  | 0 | 1.02 | 1.02
1 | 25 | 15 | 592 | Yes |  |  |  | 0 | 1.03 | 1.03
1 | 25 | 16 | 593 | Yes |  |  |  | 0 | 1.05 | 1.05
1 | 25 | 17 | 594 | Yes |  |  |  | 0 | 0.85 | 0.85
1 | 25 | 18 | 595 | Yes |  |  |  | 0 | 0.7 | 0.7
1 | 25 | 19 | 596 | Yes |  |  |  | 0 | 0.55 | 0.55
1 | 25 | 20 | 597 | Yes |  |  |  | 0 | 0.35 | 0.35
1 | 25 | 21 | 598 | Yes |  |  |  | 0 | 0.2 | 0.2
1 | 25 | 22 | 599 | Yes |  |  |  | 0 | 0.2 | 0.2
1 | 25 | 23 | 600 | Yes |  |  |  | 0 | 0.2 | 0.2
1 | 26 | 0 | 601 | Yes |  |  |  | 0 | 0.2 | 0.2
1 | 26 | 1 | 602 | Yes |  |  |  | 0 | 0.2 | 0.2
1 | 26 | 2 | 603 | Yes |  |  |  | 0 | 0.2 | 0.2
1 | 26 | 3 | 604 | Yes |  |  |  | 0 | 0.2 | 0.2
1 | 26 | 4 | 605 | Yes |  |  |  | 0 | 0.3 | 0.3
1 | 26 | 5 | 606 | Yes |  |  |  | 0 | 0.45 | 0.45
1 | 26 | 6 | 607 | Yes |  |  |  | 0 | 0.58 | 0.58
1 | 26 | 7 | 608 | Yes |  |  |  | 0 | 0.7 | 0.7
1 | 26 | 8 | 609 | Yes |  |  |  | 0 | 0.85 | 0.85
1 | 26 | 9 | 610 | Yes |  |  |  | 0 | 1.03 | 1.03
1 | 26 | 10 | 611 | Yes |  |  |  | 0 | 0.99 | 0.99
1 | 26 | 11 | 612 | Yes |  |  |  | 0 | 0.92 | 0.92
1 | 26 | 12 | 613 | Yes |  |  |  | 0 | 0.95 | 0.95
1 | 26 | 13 | 614 | Yes |  |  |  | 0 | 1 | 1
1 | 26 | 14 | 615 | Yes |  |  |  | 0 | 1.02 | 1.02
1 | 26 | 15 | 616 | Yes |  |  |  | 0 | 1.03 | 1.03
1 | 26 | 16 | 617 | Yes |  |  |  | 0 | 1.05 | 1.05
1 | 26 | 17 | 618 | Yes |  |  |  | 0 | 0.85 | 0.85
1 | 26 | 18 | 619 | Yes |  |  |  | 0 | 0.7 | 0.7
1 | 26 | 19 | 620 | Yes |  |  |  | 0 | 0.55 | 0.55
1 | 26 | 20 | 621 | Yes |  |  |  | 0 | 0.35 | 0.35
1 | 26 | 21 | 622 | Yes |  |  |  | 0 | 0.2 | 0.2
1 | 26 | 22 | 623 | Yes |  |  |  | 0 | 0.2 | 0.2
1 | 26 | 23 | 624 | Yes |  |  |  | 0 | 0.2 | 0.2
1 | 27 | 0 | 625 | Yes |  |  |  | 0 | 0.2 | 0.2
1 | 27 | 1 | 626 | Yes |  |  |  | 0 | 0.2 | 0.2
1 | 27 | 2 | 627 | Yes |  |  |  | 0 | 0.2 | 0.2
1 | 27 | 3 | 628 | Yes |  |  |  | 0 | 0.2 | 0.2
1 | 27 | 4 | 629 | Yes |  |  |  | 0 | 0.3 | 0.3
1 | 27 | 5 | 630 | Yes |  |  |  | 0 | 0.45 | 0.45
1 | 27 | 6 | 631 | Yes |  |  |  | 0 | 0.58 | 0.58
1 | 27 | 7 | 632 | Yes |  |  |  | 0 | 0.7 | 0.7
1 | 27 | 8 | 633 | Yes |  |  |  | 0 | 0.85 | 0.85
1 | 27 | 9 | 634 | Yes |  |  |  | 0 | 1.03 | 1.03
1 | 27 | 10 | 635 | Yes |  |  |  | 0 | 0.99 | 0.99
1 | 27 | 11 | 636 | Yes |  |  |  | 0 | 0.92 | 0.92
1 | 27 | 12 | 637 | Yes |  |  |  | 0 | 0.95 | 0.95
1 | 27 | 13 | 638 | Yes |  |  |  | 0 | 1 | 1
1 | 27 | 14 | 639 | Yes |  |  |  | 0 | 1.02 | 1.02
1 | 27 | 15 | 640 | Yes |  |  |  | 0 | 1.03 | 1.03
1 | 27 | 16 | 641 | Yes |  |  |  | 0 | 1.05 | 1.05
1 | 27 | 17 | 642 | Yes |  |  |  | 0 | 0.85 | 0.85
1 | 27 | 18 | 643 | Yes |  |  |  | 0 | 0.7 | 0.7
1 | 27 | 19 | 644 | Yes |  |  |  | 0 | 0.55 | 0.55
1 | 27 | 20 | 645 | Yes |  |  |  | 0 | 0.35 | 0.35
1 | 27 | 21 | 646 | Yes |  |  |  | 0 | 0.2 | 0.2
1 | 27 | 22 | 647 | Yes |  |  |  | 0 | 0.2 | 0.2
1 | 27 | 23 | 648 | Yes |  |  |  | 0 | 0.2 | 0.2
1 | 28 | 0 | 649 | Saturday |  |  |  | 0 | 0.2 | 0.2
1 | 28 | 1 | 650 | Saturday |  |  |  | 0 | 0.2 | 0.2
1 | 28 | 2 | 651 | Saturday |  |  |  | 0 | 0.2 | 0.2
1 | 28 | 3 | 652 | Saturday |  |  |  | 0 | 0.2 | 0.2
1 | 28 | 4 | 653 | Saturday |  |  |  | 0 | 0.3 | 0.3
1 | 28 | 5 | 654 | Saturday |  |  |  | 0 | 0.45 | 0.45
1 | 28 | 6 | 655 | Saturday |  |  |  | 0 | 0.58 | 0.58
1 | 28 | 7 | 656 | Saturday |  |  |  | 0 | 0.7 | 0.7
1 | 28 | 8 | 657 | Saturday |  |  |  | 0 | 0.85 | 0.85
1 | 28 | 9 | 658 | Saturday |  |  |  | 0 | 1.03 | 1.03
1 | 28 | 10 | 659 | Saturday |  |  |  | 0 | 0.99 | 0.99
1 | 28 | 11 | 660 | Saturday |  |  |  | 0 | 0.92 | 0.92
1 | 28 | 12 | 661 | Saturday |  |  |  | 0 | 0.95 | 0.95
1 | 28 | 13 | 662 | Saturday |  |  |  | 0 | 1 | 1
1 | 28 | 14 | 663 | Saturday |  |  |  | 0 | 1.02 | 1.02
1 | 28 | 15 | 664 | Saturday |  |  |  | 0 | 1.03 | 1.03
1 | 28 | 16 | 665 | Saturday |  |  |  | 0 | 1.05 | 1.05
1 | 28 | 17 | 666 | Saturday |  |  |  | 0 | 0.85 | 0.85
1 | 28 | 18 | 667 | Saturday |  |  |  | 0 | 0.7 | 0.7
1 | 28 | 19 | 668 | Saturday |  |  |  | 0 | 0.55 | 0.55
1 | 28 | 20 | 669 | Saturday |  |  |  | 0 | 0.35 | 0.35
1 | 28 | 21 | 670 | Saturday |  |  |  | 0 | 0.2 | 0.2
1 | 28 | 22 | 671 | Saturday |  |  |  | 0 | 0.2 | 0.2
1 | 28 | 23 | 672 | Saturday |  |  |  | 0 | 0.2 | 0.2
1 | 29 | 0 | 673 | Sunday |  |  |  | 0 | 0.2 | 0.2
1 | 29 | 1 | 674 | Sunday |  |  |  | 0 | 0.2 | 0.2
1 | 29 | 2 | 675 | Sunday |  |  |  | 0 | 0.2 | 0.2
1 | 29 | 3 | 676 | Sunday |  |  |  | 0 | 0.2 | 0.2
1 | 29 | 4 | 677 | Sunday |  |  |  | 0 | 0.3 | 0.3
1 | 29 | 5 | 678 | Sunday |  |  |  | 0 | 0.45 | 0.45
1 | 29 | 6 | 679 | Sunday |  |  |  | 0 | 0.58 | 0.58
1 | 29 | 7 | 680 | Sunday |  |  |  | 0 | 0.7 | 0.7
1 | 29 | 8 | 681 | Sunday |  |  |  | 0 | 0.85 | 0.85
1 | 29 | 9 | 682 | Sunday |  |  |  | 0 | 1.03 | 1.03
1 | 29 | 10 | 683 | Sunday |  |  |  | 0 | 0.99 | 0.99
1 | 29 | 11 | 684 | Sunday |  |  |  | 0 | 0.92 | 0.92
1 | 29 | 12 | 685 | Sunday |  |  |  | 0 | 0.95 | 0.95
1 | 29 | 13 | 686 | Sunday |  |  |  | 0 | 1 | 1
1 | 29 | 14 | 687 | Sunday |  |  |  | 0 | 1.02 | 1.02
1 | 29 | 15 | 688 | Sunday |  |  |  | 0 | 1.03 | 1.03
1 | 29 | 16 | 689 | Sunday |  |  |  | 0 | 1.05 | 1.05
1 | 29 | 17 | 690 | Sunday |  |  |  | 0 | 0.85 | 0.85
1 | 29 | 18 | 691 | Sunday |  |  |  | 0 | 0.7 | 0.7
1 | 29 | 19 | 692 | Sunday |  |  |  | 0 | 0.55 | 0.55
1 | 29 | 20 | 693 | Sunday |  |  |  | 0 | 0.35 | 0.35
1 | 29 | 21 | 694 | Sunday |  |  |  | 0 | 0.2 | 0.2
1 | 29 | 22 | 695 | Sunday |  |  |  | 0 | 0.2 | 0.2
1 | 29 | 23 | 696 | Sunday |  |  |  | 0 | 0.2 | 0.2
1 | 30 | 0 | 697 | Yes |  |  |  | 0 | 0.2 | 0.2
1 | 30 | 1 | 698 | Yes |  |  |  | 0 | 0.2 | 0.2
1 | 30 | 2 | 699 | Yes |  |  |  | 0 | 0.2 | 0.2
1 | 30 | 3 | 700 | Yes |  |  |  | 0 | 0.2 | 0.2
1 | 30 | 4 | 701 | Yes |  |  |  | 0 | 0.3 | 0.3
1 | 30 | 5 | 702 | Yes |  |  |  | 0 | 0.45 | 0.45
1 | 30 | 6 | 703 | Yes |  |  |  | 0 | 0.58 | 0.58
1 | 30 | 7 | 704 | Yes |  |  |  | 0 | 0.7 | 0.7
1 | 30 | 8 | 705 | Yes |  |  |  | 0 | 0.85 | 0.85
1 | 30 | 9 | 706 | Yes |  |  |  | 0 | 1.03 | 1.03
1 | 30 | 10 | 707 | Yes |  |  |  | 0 | 0.99 | 0.99
1 | 30 | 11 | 708 | Yes |  |  |  | 0 | 0.92 | 0.92
1 | 30 | 12 | 709 | Yes |  |  |  | 0 | 0.95 | 0.95
1 | 30 | 13 | 710 | Yes |  |  |  | 0 | 1 | 1
1 | 30 | 14 | 711 | Yes |  |  |  | 0 | 1.02 | 1.02
1 | 30 | 15 | 712 | Yes |  |  |  | 0 | 1.03 | 1.03
1 | 30 | 16 | 713 | Yes |  |  |  | 0 | 1.05 | 1.05
1 | 30 | 17 | 714 | Yes |  |  |  | 0 | 0.85 | 0.85
1 | 30 | 18 | 715 | Yes |  |  |  | 0 | 0.7 | 0.7
1 | 30 | 19 | 716 | Yes |  |  |  | 0 | 0.55 | 0.55
1 | 30 | 20 | 717 | Yes |  |  |  | 0 | 0.35 | 0.35
1 | 30 | 21 | 718 | Yes |  |  |  | 0 | 0.2 | 0.2
1 | 30 | 22 | 719 | Yes |  |  |  | 0 | 0.2 | 0.2
1 | 30 | 23 | 720 | Yes |  |  |  | 0 | 0.2 | 0.2
1 | 31 | 0 | 721 | Yes |  |  |  | 0 | 0.2 | 0.2
1 | 31 | 1 | 722 | Yes |  |  |  | 0 | 0.2 | 0.2
1 | 31 | 2 | 723 | Yes |  |  |  | 0 | 0.2 | 0.2
1 | 31 | 3 | 724 | Yes |  |  |  | 0 | 0.2 | 0.2
1 | 31 | 4 | 725 | Yes |  |  |  | 0 | 0.3 | 0.3
1 | 31 | 5 | 726 | Yes |  |  |  | 0 | 0.45 | 0.45
1 | 31 | 6 | 727 | Yes |  |  |  | 0 | 0.58 | 0.58
1 | 31 | 7 | 728 | Yes |  |  |  | 0 | 0.7 | 0.7
1 | 31 | 8 | 729 | Yes |  |  |  | 0 | 0.85 | 0.85
1 | 31 | 9 | 730 | Yes |  |  |  | 0 | 1.03 | 1.03
1 | 31 | 10 | 731 | Yes |  |  |  | 0 | 0.99 | 0.99
1 | 31 | 11 | 732 | Yes |  |  |  | 0 | 0.92 | 0.92
1 | 31 | 12 | 733 | Yes |  |  |  | 0 | 0.95 | 0.95
1 | 31 | 13 | 734 | Yes |  |  |  | 0 | 1 | 1
1 | 31 | 14 | 735 | Yes |  |  |  | 0 | 1.02 | 1.02
1 | 31 | 15 | 736 | Yes |  |  |  | 0 | 1.03 | 1.03
1 | 31 | 16 | 737 | Yes |  |  |  | 0 | 1.05 | 1.05
1 | 31 | 17 | 738 | Yes |  |  |  | 0 | 0.85 | 0.85
1 | 31 | 18 | 739 | Yes |  |  |  | 0 | 0.7 | 0.7
1 | 31 | 19 | 740 | Yes |  |  |  | 0 | 0.55 | 0.55
1 | 31 | 20 | 741 | Yes |  |  |  | 0 | 0.35 | 0.35
1 | 31 | 21 | 742 | Yes |  |  |  | 0 | 0.2 | 0.2
1 | 31 | 22 | 743 | Yes |  |  |  | 0 | 0.2 | 0.2
1 | 31 | 23 | 744 | Yes |  |  |  | 0 | 0.2 | 0.2
2 | 1 | 0 | 745 | Sunday |  |  |  | 0 | 0.2 | 0.2
2 | 1 | 1 | 746 | Sunday |  |  |  | 0 | 0.2 | 0.2
2 | 1 | 2 | 747 | Sunday |  |  |  | 0 | 0.2 | 0.2
2 | 1 | 3 | 748 | Sunday |  |  |  | 0 | 0.2 | 0.2
2 | 1 | 4 | 749 | Sunday |  |  |  | 0 | 0.3 | 0.3
2 | 1 | 5 | 750 | Sunday |  |  |  | 0 | 0.45 | 0.45
2 | 1 | 6 | 751 | Sunday |  |  |  | 0 | 0.58 | 0.58
2 | 1 | 7 | 752 | Sunday |  |  |  | 0 | 0.7 | 0.7
2 | 1 | 8 | 753 | Sunday |  |  |  | 0 | 0.85 | 0.85
2 | 1 | 9 | 754 | Sunday |  |  |  | 0 | 1.03 | 1.03
2 | 1 | 10 | 755 | Sunday |  |  |  | 0 | 0.99 | 0.99
2 | 1 | 11 | 756 | Sunday |  |  |  | 0 | 0.92 | 0.92
2 | 1 | 12 | 757 | Sunday |  |  |  | 0 | 0.95 | 0.95
2 | 1 | 13 | 758 | Sunday |  |  |  | 0 | 1 | 1
2 | 1 | 14 | 759 | Sunday |  |  |  | 0 | 1.02 | 1.02
2 | 1 | 15 | 760 | Sunday |  |  |  | 0 | 1.03 | 1.03
2 | 1 | 16 | 761 | Sunday |  |  |  | 0 | 1.05 | 1.05
2 | 1 | 17 | 762 | Sunday |  |  |  | 0 | 0.85 | 0.85
2 | 1 | 18 | 763 | Sunday |  |  |  | 0 | 0.7 | 0.7
2 | 1 | 19 | 764 | Sunday |  |  |  | 0 | 0.55 | 0.55
2 | 1 | 20 | 765 | Sunday |  |  |  | 0 | 0.35 | 0.35
2 | 1 | 21 | 766 | Sunday |  |  |  | 0 | 0.2 | 0.2
2 | 1 | 22 | 767 | Sunday |  |  |  | 0 | 0.2 | 0.2
2 | 1 | 23 | 768 | Sunday |  |  |  | 0 | 0.2 | 0.2
2 | 2 | 0 | 769 | Yes |  |  |  | 0 | 0.2 | 0.2
2 | 2 | 1 | 770 | Yes |  |  |  | 0 | 0.2 | 0.2
2 | 2 | 2 | 771 | Yes |  |  |  | 0 | 0.2 | 0.2
2 | 2 | 3 | 772 | Yes |  |  |  | 0 | 0.2 | 0.2
2 | 2 | 4 | 773 | Yes |  |  |  | 0 | 0.3 | 0.3
2 | 2 | 5 | 774 | Yes |  |  |  | 0 | 0.45 | 0.45
2 | 2 | 6 | 775 | Yes |  |  |  | 0 | 0.58 | 0.58
2 | 2 | 7 | 776 | Yes |  |  |  | 0 | 0.7 | 0.7
2 | 2 | 8 | 777 | Yes |  |  |  | 0 | 0.85 | 0.85
2 | 2 | 9 | 778 | Yes |  |  |  | 0 | 1.03 | 1.03
2 | 2 | 10 | 779 | Yes |  |  |  | 0 | 0.99 | 0.99
2 | 2 | 11 | 780 | Yes |  |  |  | 0 | 0.92 | 0.92
2 | 2 | 12 | 781 | Yes |  |  |  | 0 | 0.95 | 0.95
2 | 2 | 13 | 782 | Yes |  |  |  | 0 | 1 | 1
2 | 2 | 14 | 783 | Yes |  |  |  | 0 | 1.02 | 1.02
2 | 2 | 15 | 784 | Yes |  |  |  | 0 | 1.03 | 1.03
2 | 2 | 16 | 785 | Yes |  |  |  | 0 | 1.05 | 1.05
2 | 2 | 17 | 786 | Yes |  |  |  | 0 | 0.85 | 0.85
2 | 2 | 18 | 787 | Yes |  |  |  | 0 | 0.7 | 0.7
2 | 2 | 19 | 788 | Yes |  |  |  | 0 | 0.55 | 0.55
2 | 2 | 20 | 789 | Yes |  |  |  | 0 | 0.35 | 0.35
2 | 2 | 21 | 790 | Yes |  |  |  | 0 | 0.2 | 0.2
2 | 2 | 22 | 791 | Yes |  |  |  | 0 | 0.2 | 0.2
2 | 2 | 23 | 792 | Yes |  |  |  | 0 | 0.2 | 0.2
2 | 3 | 0 | 793 | Yes |  |  |  | 0 | 0.2 | 0.2
2 | 3 | 1 | 794 | Yes |  |  |  | 0 | 0.2 | 0.2
2 | 3 | 2 | 795 | Yes |  |  |  | 0 | 0.2 | 0.2
2 | 3 | 3 | 796 | Yes |  |  |  | 0 | 0.2 | 0.2
2 | 3 | 4 | 797 | Yes |  |  |  | 0 | 0.3 | 0.3
2 | 3 | 5 | 798 | Yes |  |  |  | 0 | 0.45 | 0.45
2 | 3 | 6 | 799 | Yes |  |  |  | 0 | 0.58 | 0.58
2 | 3 | 7 | 800 | Yes |  |  |  | 0 | 0.7 | 0.7
2 | 3 | 8 | 801 | Yes |  |  |  | 0 | 0.85 | 0.85
2 | 3 | 9 | 802 | Yes |  |  |  | 0 | 1.03 | 1.03
2 | 3 | 10 | 803 | Yes |  |  |  | 0 | 0.99 | 0.99
2 | 3 | 11 | 804 | Yes |  |  |  | 0 | 0.92 | 0.92
2 | 3 | 12 | 805 | Yes |  |  |  | 0 | 0.95 | 0.95
2 | 3 | 13 | 806 | Yes |  |  |  | 0 | 1 | 1
2 | 3 | 14 | 807 | Yes |  |  |  | 0 | 1.02 | 1.02
2 | 3 | 15 | 808 | Yes |  |  |  | 0 | 1.03 | 1.03
2 | 3 | 16 | 809 | Yes |  |  |  | 0 | 1.05 | 1.05
2 | 3 | 17 | 810 | Yes |  |  |  | 0 | 0.85 | 0.85
2 | 3 | 18 | 811 | Yes |  |  |  | 0 | 0.7 | 0.7
2 | 3 | 19 | 812 | Yes |  |  |  | 0 | 0.55 | 0.55
2 | 3 | 20 | 813 | Yes |  |  |  | 0 | 0.35 | 0.35
2 | 3 | 21 | 814 | Yes |  |  |  | 0 | 0.2 | 0.2
2 | 3 | 22 | 815 | Yes |  |  |  | 0 | 0.2 | 0.2
2 | 3 | 23 | 816 | Yes |  |  |  | 0 | 0.2 | 0.2
2 | 4 | 0 | 817 | Yes |  |  |  | 0 | 0.2 | 0.2
2 | 4 | 1 | 818 | Yes |  |  |  | 0 | 0.2 | 0.2
2 | 4 | 2 | 819 | Yes |  |  |  | 0 | 0.2 | 0.2
2 | 4 | 3 | 820 | Yes |  |  |  | 0 | 0.2 | 0.2
2 | 4 | 4 | 821 | Yes |  |  |  | 0 | 0.3 | 0.3
2 | 4 | 5 | 822 | Yes |  |  |  | 0 | 0.45 | 0.45
2 | 4 | 6 | 823 | Yes |  |  |  | 0 | 0.58 | 0.58
2 | 4 | 7 | 824 | Yes |  |  |  | 0 | 0.7 | 0.7
2 | 4 | 8 | 825 | Yes |  |  |  | 0 | 0.85 | 0.85
2 | 4 | 9 | 826 | Yes |  |  |  | 0 | 1.03 | 1.03
2 | 4 | 10 | 827 | Yes |  |  |  | 0 | 0.99 | 0.99
2 | 4 | 11 | 828 | Yes |  |  |  | 0 | 0.92 | 0.92
2 | 4 | 12 | 829 | Yes |  |  |  | 0 | 0.95 | 0.95
2 | 4 | 13 | 830 | Yes |  |  |  | 0 | 1 | 1
2 | 4 | 14 | 831 | Yes |  |  |  | 0 | 1.02 | 1.02
2 | 4 | 15 | 832 | Yes |  |  |  | 0 | 1.03 | 1.03
2 | 4 | 16 | 833 | Yes |  |  |  | 0 | 1.05 | 1.05
2 | 4 | 17 | 834 | Yes |  |  |  | 0 | 0.85 | 0.85
2 | 4 | 18 | 835 | Yes |  |  |  | 0 | 0.7 | 0.7
2 | 4 | 19 | 836 | Yes |  |  |  | 0 | 0.55 | 0.55
2 | 4 | 20 | 837 | Yes |  |  |  | 0 | 0.35 | 0.35
2 | 4 | 21 | 838 | Yes |  |  |  | 0 | 0.2 | 0.2
2 | 4 | 22 | 839 | Yes |  |  |  | 0 | 0.2 | 0.2
2 | 4 | 23 | 840 | Yes |  |  |  | 0 | 0.2 | 0.2
2 | 5 | 0 | 841 | Yes |  |  |  | 0 | 0.2 | 0.2
2 | 5 | 1 | 842 | Yes |  |  |  | 0 | 0.2 | 0.2
2 | 5 | 2 | 843 | Yes |  |  |  | 0 | 0.2 | 0.2
2 | 5 | 3 | 844 | Yes |  |  |  | 0 | 0.2 | 0.2
2 | 5 | 4 | 845 | Yes |  |  |  | 0 | 0.3 | 0.3
2 | 5 | 5 | 846 | Yes |  |  |  | 0 | 0.45 | 0.45
2 | 5 | 6 | 847 | Yes |  |  |  | 0 | 0.58 | 0.58
2 | 5 | 7 | 848 | Yes |  |  |  | 0 | 0.7 | 0.7
2 | 5 | 8 | 849 | Yes |  |  |  | 0 | 0.85 | 0.85
2 | 5 | 9 | 850 | Yes |  |  |  | 0 | 1.03 | 1.03
2 | 5 | 10 | 851 | Yes |  |  |  | 0 | 0.99 | 0.99
2 | 5 | 11 | 852 | Yes |  |  |  | 0 | 0.92 | 0.92
2 | 5 | 12 | 853 | Yes |  |  |  | 0 | 0.95 | 0.95
2 | 5 | 13 | 854 | Yes |  |  |  | 0 | 1 | 1
2 | 5 | 14 | 855 | Yes |  |  |  | 0 | 1.02 | 1.02
2 | 5 | 15 | 856 | Yes |  |  |  | 0 | 1.03 | 1.03
2 | 5 | 16 | 857 | Yes |  |  |  | 0 | 1.05 | 1.05
2 | 5 | 17 | 858 | Yes |  |  |  | 0 | 0.85 | 0.85
2 | 5 | 18 | 859 | Yes |  |  |  | 0 | 0.7 | 0.7
2 | 5 | 19 | 860 | Yes |  |  |  | 0 | 0.55 | 0.55
2 | 5 | 20 | 861 | Yes |  |  |  | 0 | 0.35 | 0.35
2 | 5 | 21 | 862 | Yes |  |  |  | 0 | 0.2 | 0.2
2 | 5 | 22 | 863 | Yes |  |  |  | 0 | 0.2 | 0.2
2 | 5 | 23 | 864 | Yes |  |  |  | 0 | 0.2 | 0.2
2 | 6 | 0 | 865 | Yes |  |  |  | 0 | 0.2 | 0.2
2 | 6 | 1 | 866 | Yes |  |  |  | 0 | 0.2 | 0.2
2 | 6 | 2 | 867 | Yes |  |  |  | 0 | 0.2 | 0.2
2 | 6 | 3 | 868 | Yes |  |  |  | 0 | 0.2 | 0.2
2 | 6 | 4 | 869 | Yes |  |  |  | 0 | 0.3 | 0.3
2 | 6 | 5 | 870 | Yes |  |  |  | 0 | 0.45 | 0.45
2 | 6 | 6 | 871 | Yes |  |  |  | 0 | 0.58 | 0.58
2 | 6 | 7 | 872 | Yes |  |  |  | 0 | 0.7 | 0.7
2 | 6 | 8 | 873 | Yes |  |  |  | 0 | 0.85 | 0.85
2 | 6 | 9 | 874 | Yes |  |  |  | 0 | 1.03 | 1.03
2 | 6 | 10 | 875 | Yes |  |  |  | 0 | 0.99 | 0.99
2 | 6 | 11 | 876 | Yes |  |  |  | 0 | 0.92 | 0.92
2 | 6 | 12 | 877 | Yes |  |  |  | 0 | 0.95 | 0.95
2 | 6 | 13 | 878 | Yes |  |  |  | 0 | 1 | 1
2 | 6 | 14 | 879 | Yes |  |  |  | 0 | 1.02 | 1.02
2 | 6 | 15 | 880 | Yes |  |  |  | 0 | 1.03 | 1.03
2 | 6 | 16 | 881 | Yes |  |  |  | 0 | 1.05 | 1.05
2 | 6 | 17 | 882 | Yes |  |  |  | 0 | 0.85 | 0.85
2 | 6 | 18 | 883 | Yes |  |  |  | 0 | 0.7 | 0.7
2 | 6 | 19 | 884 | Yes |  |  |  | 0 | 0.55 | 0.55
2 | 6 | 20 | 885 | Yes |  |  |  | 0 | 0.35 | 0.35
2 | 6 | 21 | 886 | Yes |  |  |  | 0 | 0.2 | 0.2
2 | 6 | 22 | 887 | Yes |  |  |  | 0 | 0.2 | 0.2
2 | 6 | 23 | 888 | Yes |  |  |  | 0 | 0.2 | 0.2
2 | 7 | 0 | 889 | Saturday |  |  |  | 0 | 0.2 | 0.2
2 | 7 | 1 | 890 | Saturday |  |  |  | 0 | 0.2 | 0.2
2 | 7 | 2 | 891 | Saturday |  |  |  | 0 | 0.2 | 0.2
2 | 7 | 3 | 892 | Saturday |  |  |  | 0 | 0.2 | 0.2
2 | 7 | 4 | 893 | Saturday |  |  |  | 0 | 0.3 | 0.3
2 | 7 | 5 | 894 | Saturday |  |  |  | 0 | 0.45 | 0.45
2 | 7 | 6 | 895 | Saturday |  |  |  | 0 | 0.58 | 0.58
2 | 7 | 7 | 896 | Saturday |  |  |  | 0 | 0.7 | 0.7
2 | 7 | 8 | 897 | Saturday |  |  |  | 0 | 0.85 | 0.85
2 | 7 | 9 | 898 | Saturday |  |  |  | 0 | 1.03 | 1.03
2 | 7 | 10 | 899 | Saturday |  |  |  | 0 | 0.99 | 0.99
2 | 7 | 11 | 900 | Saturday |  |  |  | 0 | 0.92 | 0.92
2 | 7 | 12 | 901 | Saturday |  |  |  | 0 | 0.95 | 0.95
2 | 7 | 13 | 902 | Saturday |  |  |  | 0 | 1 | 1
2 | 7 | 14 | 903 | Saturday |  |  |  | 0 | 1.02 | 1.02
2 | 7 | 15 | 904 | Saturday |  |  |  | 0 | 1.03 | 1.03
2 | 7 | 16 | 905 | Saturday |  |  |  | 0 | 1.05 | 1.05
2 | 7 | 17 | 906 | Saturday |  |  |  | 0 | 0.85 | 0.85
2 | 7 | 18 | 907 | Saturday |  |  |  | 0 | 0.7 | 0.7
2 | 7 | 19 | 908 | Saturday |  |  |  | 0 | 0.55 | 0.55
2 | 7 | 20 | 909 | Saturday |  |  |  | 0 | 0.35 | 0.35
2 | 7 | 21 | 910 | Saturday |  |  |  | 0 | 0.2 | 0.2
2 | 7 | 22 | 911 | Saturday |  |  |  | 0 | 0.2 | 0.2
2 | 7 | 23 | 912 | Saturday |  |  |  | 0 | 0.2 | 0.2
2 | 8 | 0 | 913 | Sunday |  |  |  | 0 | 0.2 | 0.2
2 | 8 | 1 | 914 | Sunday |  |  |  | 0 | 0.2 | 0.2
2 | 8 | 2 | 915 | Sunday |  |  |  | 0 | 0.2 | 0.2
2 | 8 | 3 | 916 | Sunday |  |  |  | 0 | 0.2 | 0.2
2 | 8 | 4 | 917 | Sunday |  |  |  | 0 | 0.3 | 0.3
2 | 8 | 5 | 918 | Sunday |  |  |  | 0 | 0.45 | 0.45
2 | 8 | 6 | 919 | Sunday |  |  |  | 0 | 0.58 | 0.58
2 | 8 | 7 | 920 | Sunday |  |  |  | 0 | 0.7 | 0.7
2 | 8 | 8 | 921 | Sunday |  |  |  | 0 | 0.85 | 0.85
2 | 8 | 9 | 922 | Sunday |  |  |  | 0 | 1.03 | 1.03
2 | 8 | 10 | 923 | Sunday |  |  |  | 0 | 0.99 | 0.99
2 | 8 | 11 | 924 | Sunday |  |  |  | 0 | 0.92 | 0.92
2 | 8 | 12 | 925 | Sunday |  |  |  | 0 | 0.95 | 0.95
2 | 8 | 13 | 926 | Sunday |  |  |  | 0 | 1 | 1
2 | 8 | 14 | 927 | Sunday |  |  |  | 0 | 1.02 | 1.02
2 | 8 | 15 | 928 | Sunday |  |  |  | 0 | 1.03 | 1.03
2 | 8 | 16 | 929 | Sunday |  |  |  | 0 | 1.05 | 1.05
2 | 8 | 17 | 930 | Sunday |  |  |  | 0 | 0.85 | 0.85
2 | 8 | 18 | 931 | Sunday |  |  |  | 0 | 0.7 | 0.7
2 | 8 | 19 | 932 | Sunday |  |  |  | 0 | 0.55 | 0.55
2 | 8 | 20 | 933 | Sunday |  |  |  | 0 | 0.35 | 0.35
2 | 8 | 21 | 934 | Sunday |  |  |  | 0 | 0.2 | 0.2
2 | 8 | 22 | 935 | Sunday |  |  |  | 0 | 0.2 | 0.2
2 | 8 | 23 | 936 | Sunday |  |  |  | 0 | 0.2 | 0.2
2 | 9 | 0 | 937 | Yes |  |  |  | 0 | 0.2 | 0.2
2 | 9 | 1 | 938 | Yes |  |  |  | 0 | 0.2 | 0.2
2 | 9 | 2 | 939 | Yes |  |  |  | 0 | 0.2 | 0.2
2 | 9 | 3 | 940 | Yes |  |  |  | 0 | 0.2 | 0.2
2 | 9 | 4 | 941 | Yes |  |  |  | 0 | 0.3 | 0.3
2 | 9 | 5 | 942 | Yes |  |  |  | 0 | 0.45 | 0.45
2 | 9 | 6 | 943 | Yes |  |  |  | 0 | 0.58 | 0.58
2 | 9 | 7 | 944 | Yes |  |  |  | 0 | 0.7 | 0.7
2 | 9 | 8 | 945 | Yes |  |  |  | 0 | 0.85 | 0.85
2 | 9 | 9 | 946 | Yes |  |  |  | 0 | 1.03 | 1.03
2 | 9 | 10 | 947 | Yes |  |  |  | 0 | 0.99 | 0.99
2 | 9 | 11 | 948 | Yes |  |  |  | 0 | 0.92 | 0.92
2 | 9 | 12 | 949 | Yes |  |  |  | 0 | 0.95 | 0.95
2 | 9 | 13 | 950 | Yes |  |  |  | 0 | 1 | 1
2 | 9 | 14 | 951 | Yes |  |  |  | 0 | 1.02 | 1.02
2 | 9 | 15 | 952 | Yes |  |  |  | 0 | 1.03 | 1.03
2 | 9 | 16 | 953 | Yes |  |  |  | 0 | 1.05 | 1.05
2 | 9 | 17 | 954 | Yes |  |  |  | 0 | 0.85 | 0.85
2 | 9 | 18 | 955 | Yes |  |  |  | 0 | 0.7 | 0.7
2 | 9 | 19 | 956 | Yes |  |  |  | 0 | 0.55 | 0.55
2 | 9 | 20 | 957 | Yes |  |  |  | 0 | 0.35 | 0.35
2 | 9 | 21 | 958 | Yes |  |  |  | 0 | 0.2 | 0.2
2 | 9 | 22 | 959 | Yes |  |  |  | 0 | 0.2 | 0.2
2 | 9 | 23 | 960 | Yes |  |  |  | 0 | 0.2 | 0.2
2 | 10 | 0 | 961 | Yes |  |  |  | 0 | 0.2 | 0.2
2 | 10 | 1 | 962 | Yes |  |  |  | 0 | 0.2 | 0.2
2 | 10 | 2 | 963 | Yes |  |  |  | 0 | 0.2 | 0.2
2 | 10 | 3 | 964 | Yes |  |  |  | 0 | 0.2 | 0.2
2 | 10 | 4 | 965 | Yes |  |  |  | 0 | 0.3 | 0.3
2 | 10 | 5 | 966 | Yes |  |  |  | 0 | 0.45 | 0.45
2 | 10 | 6 | 967 | Yes |  |  |  | 0 | 0.58 | 0.58
2 | 10 | 7 | 968 | Yes |  |  |  | 0 | 0.7 | 0.7
2 | 10 | 8 | 969 | Yes |  |  |  | 0 | 0.85 | 0.85
2 | 10 | 9 | 970 | Yes |  |  |  | 0 | 1.03 | 1.03
2 | 10 | 10 | 971 | Yes |  |  |  | 0 | 0.99 | 0.99
2 | 10 | 11 | 972 | Yes |  |  |  | 0 | 0.92 | 0.92
2 | 10 | 12 | 973 | Yes |  |  |  | 0 | 0.95 | 0.95
2 | 10 | 13 | 974 | Yes |  |  |  | 0 | 1 | 1
2 | 10 | 14 | 975 | Yes |  |  |  | 0 | 1.02 | 1.02
2 | 10 | 15 | 976 | Yes |  |  |  | 0 | 1.03 | 1.03
2 | 10 | 16 | 977 | Yes |  |  |  | 0 | 1.05 | 1.05
2 | 10 | 17 | 978 | Yes |  |  |  | 0 | 0.85 | 0.85
2 | 10 | 18 | 979 | Yes |  |  |  | 0 | 0.7 | 0.7
2 | 10 | 19 | 980 | Yes |  |  |  | 0 | 0.55 | 0.55
2 | 10 | 20 | 981 | Yes |  |  |  | 0 | 0.35 | 0.35
2 | 10 | 21 | 982 | Yes |  |  |  | 0 | 0.2 | 0.2
2 | 10 | 22 | 983 | Yes |  |  |  | 0 | 0.2 | 0.2
2 | 10 | 23 | 984 | Yes |  |  |  | 0 | 0.2 | 0.2
2 | 11 | 0 | 985 | Yes |  |  |  | 0 | 0.2 | 0.2
2 | 11 | 1 | 986 | Yes |  |  |  | 0 | 0.2 | 0.2
2 | 11 | 2 | 987 | Yes |  |  |  | 0 | 0.2 | 0.2
2 | 11 | 3 | 988 | Yes |  |  |  | 0 | 0.2 | 0.2
2 | 11 | 4 | 989 | Yes |  |  |  | 0 | 0.3 | 0.3
2 | 11 | 5 | 990 | Yes |  |  |  | 0 | 0.45 | 0.45
2 | 11 | 6 | 991 | Yes |  |  |  | 0 | 0.58 | 0.58
2 | 11 | 7 | 992 | Yes |  |  |  | 0 | 0.7 | 0.7
2 | 11 | 8 | 993 | Yes |  |  |  | 0 | 0.85 | 0.85
2 | 11 | 9 | 994 | Yes |  |  |  | 0 | 1.03 | 1.03
2 | 11 | 10 | 995 | Yes |  |  |  | 0 | 0.99 | 0.99
2 | 11 | 11 | 996 | Yes |  |  |  | 0 | 0.92 | 0.92
2 | 11 | 12 | 997 | Yes |  |  |  | 0 | 0.95 | 0.95
2 | 11 | 13 | 998 | Yes |  |  |  | 0 | 1 | 1
2 | 11 | 14 | 999 | Yes |  |  |  | 0 | 1.02 | 1.02
2 | 11 | 15 | 1000 | Yes |  |  |  | 0 | 1.03 | 1.03
2 | 11 | 16 | 1001 | Yes |  |  |  | 0 | 1.05 | 1.05
2 | 11 | 17 | 1002 | Yes |  |  |  | 0 | 0.85 | 0.85
2 | 11 | 18 | 1003 | Yes |  |  |  | 0 | 0.7 | 0.7
2 | 11 | 19 | 1004 | Yes |  |  |  | 0 | 0.55 | 0.55
2 | 11 | 20 | 1005 | Yes |  |  |  | 0 | 0.35 | 0.35
2 | 11 | 21 | 1006 | Yes |  |  |  | 0 | 0.2 | 0.2
2 | 11 | 22 | 1007 | Yes |  |  |  | 0 | 0.2 | 0.2
2 | 11 | 23 | 1008 | Yes |  |  |  | 0 | 0.2 | 0.2
2 | 12 | 0 | 1009 | Yes |  |  |  | 0 | 0.2 | 0.2
2 | 12 | 1 | 1010 | Yes |  |  |  | 0 | 0.2 | 0.2
2 | 12 | 2 | 1011 | Yes |  |  |  | 0 | 0.2 | 0.2
2 | 12 | 3 | 1012 | Yes |  |  |  | 0 | 0.2 | 0.2
2 | 12 | 4 | 1013 | Yes |  |  |  | 0 | 0.3 | 0.3
2 | 12 | 5 | 1014 | Yes |  |  |  | 0 | 0.45 | 0.45
2 | 12 | 6 | 1015 | Yes |  |  |  | 0 | 0.58 | 0.58
2 | 12 | 7 | 1016 | Yes |  |  |  | 0 | 0.7 | 0.7
2 | 12 | 8 | 1017 | Yes |  |  |  | 0 | 0.85 | 0.85
2 | 12 | 9 | 1018 | Yes |  |  |  | 0 | 1.03 | 1.03
2 | 12 | 10 | 1019 | Yes |  |  |  | 0 | 0.99 | 0.99
2 | 12 | 11 | 1020 | Yes |  |  |  | 0 | 0.92 | 0.92
2 | 12 | 12 | 1021 | Yes |  |  |  | 0 | 0.95 | 0.95
2 | 12 | 13 | 1022 | Yes |  |  |  | 0 | 1 | 1
2 | 12 | 14 | 1023 | Yes |  |  |  | 0 | 1.02 | 1.02
2 | 12 | 15 | 1024 | Yes |  |  |  | 0 | 1.03 | 1.03
2 | 12 | 16 | 1025 | Yes |  |  |  | 0 | 1.05 | 1.05
2 | 12 | 17 | 1026 | Yes |  |  |  | 0 | 0.85 | 0.85
2 | 12 | 18 | 1027 | Yes |  |  |  | 0 | 0.7 | 0.7
2 | 12 | 19 | 1028 | Yes |  |  |  | 0 | 0.55 | 0.55
2 | 12 | 20 | 1029 | Yes |  |  |  | 0 | 0.35 | 0.35
2 | 12 | 21 | 1030 | Yes |  |  |  | 0 | 0.2 | 0.2
2 | 12 | 22 | 1031 | Yes |  |  |  | 0 | 0.2 | 0.2
2 | 12 | 23 | 1032 | Yes |  |  |  | 0 | 0.2 | 0.2
2 | 13 | 0 | 1033 | Yes |  |  |  | 0 | 0.2 | 0.2
2 | 13 | 1 | 1034 | Yes |  |  |  | 0 | 0.2 | 0.2
2 | 13 | 2 | 1035 | Yes |  |  |  | 0 | 0.2 | 0.2
2 | 13 | 3 | 1036 | Yes |  |  |  | 0 | 0.2 | 0.2
2 | 13 | 4 | 1037 | Yes |  |  |  | 0 | 0.3 | 0.3
2 | 13 | 5 | 1038 | Yes |  |  |  | 0 | 0.45 | 0.45
2 | 13 | 6 | 1039 | Yes |  |  |  | 0 | 0.58 | 0.58
2 | 13 | 7 | 1040 | Yes |  |  |  | 0 | 0.7 | 0.7
2 | 13 | 8 | 1041 | Yes |  |  |  | 0 | 0.85 | 0.85
2 | 13 | 9 | 1042 | Yes |  |  |  | 0 | 1.03 | 1.03
2 | 13 | 10 | 1043 | Yes |  |  |  | 0 | 0.99 | 0.99
2 | 13 | 11 | 1044 | Yes |  |  |  | 0 | 0.92 | 0.92
2 | 13 | 12 | 1045 | Yes |  |  |  | 0 | 0.95 | 0.95
2 | 13 | 13 | 1046 | Yes |  |  |  | 0 | 1 | 1
2 | 13 | 14 | 1047 | Yes |  |  |  | 0 | 1.02 | 1.02
2 | 13 | 15 | 1048 | Yes |  |  |  | 0 | 1.03 | 1.03
2 | 13 | 16 | 1049 | Yes |  |  |  | 0 | 1.05 | 1.05
2 | 13 | 17 | 1050 | Yes |  |  |  | 0 | 0.85 | 0.85
2 | 13 | 18 | 1051 | Yes |  |  |  | 0 | 0.7 | 0.7
2 | 13 | 19 | 1052 | Yes |  |  |  | 0 | 0.55 | 0.55
2 | 13 | 20 | 1053 | Yes |  |  |  | 0 | 0.35 | 0.35
2 | 13 | 21 | 1054 | Yes |  |  |  | 0 | 0.2 | 0.2
2 | 13 | 22 | 1055 | Yes |  |  |  | 0 | 0.2 | 0.2
2 | 13 | 23 | 1056 | Yes |  |  |  | 0 | 0.2 | 0.2
2 | 14 | 0 | 1057 | Saturday |  |  |  | 0 | 0.2 | 0.2
2 | 14 | 1 | 1058 | Saturday |  |  |  | 0 | 0.2 | 0.2
2 | 14 | 2 | 1059 | Saturday |  |  |  | 0 | 0.2 | 0.2
2 | 14 | 3 | 1060 | Saturday |  |  |  | 0 | 0.2 | 0.2
2 | 14 | 4 | 1061 | Saturday |  |  |  | 0 | 0.3 | 0.3
2 | 14 | 5 | 1062 | Saturday |  |  |  | 0 | 0.45 | 0.45
2 | 14 | 6 | 1063 | Saturday |  |  |  | 0 | 0.58 | 0.58
2 | 14 | 7 | 1064 | Saturday |  |  |  | 0 | 0.7 | 0.7
2 | 14 | 8 | 1065 | Saturday |  |  |  | 0 | 0.85 | 0.85
2 | 14 | 9 | 1066 | Saturday |  |  |  | 0 | 1.03 | 1.03
2 | 14 | 10 | 1067 | Saturday |  |  |  | 0 | 0.99 | 0.99
2 | 14 | 11 | 1068 | Saturday |  |  |  | 0 | 0.92 | 0.92
2 | 14 | 12 | 1069 | Saturday |  |  |  | 0 | 0.95 | 0.95
2 | 14 | 13 | 1070 | Saturday |  |  |  | 0 | 1 | 1
2 | 14 | 14 | 1071 | Saturday |  |  |  | 0 | 1.02 | 1.02
2 | 14 | 15 | 1072 | Saturday |  |  |  | 0 | 1.03 | 1.03
2 | 14 | 16 | 1073 | Saturday |  |  |  | 0 | 1.05 | 1.05
2 | 14 | 17 | 1074 | Saturday |  |  |  | 0 | 0.85 | 0.85
2 | 14 | 18 | 1075 | Saturday |  |  |  | 0 | 0.7 | 0.7
2 | 14 | 19 | 1076 | Saturday |  |  |  | 0 | 0.55 | 0.55
2 | 14 | 20 | 1077 | Saturday |  |  |  | 0 | 0.35 | 0.35
2 | 14 | 21 | 1078 | Saturday |  |  |  | 0 | 0.2 | 0.2
2 | 14 | 22 | 1079 | Saturday |  |  |  | 0 | 0.2 | 0.2
2 | 14 | 23 | 1080 | Saturday |  |  |  | 0 | 0.2 | 0.2
2 | 15 | 0 | 1081 | Sunday |  |  |  | 0 | 0.2 | 0.2
2 | 15 | 1 | 1082 | Sunday |  |  |  | 0 | 0.2 | 0.2
2 | 15 | 2 | 1083 | Sunday |  |  |  | 0 | 0.2 | 0.2
2 | 15 | 3 | 1084 | Sunday |  |  |  | 0 | 0.2 | 0.2
2 | 15 | 4 | 1085 | Sunday |  |  |  | 0 | 0.3 | 0.3
2 | 15 | 5 | 1086 | Sunday |  |  |  | 0 | 0.45 | 0.45
2 | 15 | 6 | 1087 | Sunday |  |  |  | 0 | 0.58 | 0.58
2 | 15 | 7 | 1088 | Sunday |  |  |  | 0 | 0.7 | 0.7
2 | 15 | 8 | 1089 | Sunday |  |  |  | 0 | 0.85 | 0.85
2 | 15 | 9 | 1090 | Sunday |  |  |  | 0 | 1.03 | 1.03
2 | 15 | 10 | 1091 | Sunday |  |  |  | 0 | 0.99 | 0.99
2 | 15 | 11 | 1092 | Sunday |  |  |  | 0 | 0.92 | 0.92
2 | 15 | 12 | 1093 | Sunday |  |  |  | 0 | 0.95 | 0.95
2 | 15 | 13 | 1094 | Sunday |  |  |  | 0 | 1 | 1
2 | 15 | 14 | 1095 | Sunday |  |  |  | 0 | 1.02 | 1.02
2 | 15 | 15 | 1096 | Sunday |  |  |  | 0 | 1.03 | 1.03
2 | 15 | 16 | 1097 | Sunday |  |  |  | 0 | 1.05 | 1.05
2 | 15 | 17 | 1098 | Sunday |  |  |  | 0 | 0.85 | 0.85
2 | 15 | 18 | 1099 | Sunday |  |  |  | 0 | 0.7 | 0.7
2 | 15 | 19 | 1100 | Sunday |  |  |  | 0 | 0.55 | 0.55
2 | 15 | 20 | 1101 | Sunday |  |  |  | 0 | 0.35 | 0.35
2 | 15 | 21 | 1102 | Sunday |  |  |  | 0 | 0.2 | 0.2
2 | 15 | 22 | 1103 | Sunday |  |  |  | 0 | 0.2 | 0.2
2 | 15 | 23 | 1104 | Sunday |  |  |  | 0 | 0.2 | 0.2
2 | 16 | 0 | 1105 | Yes |  |  |  | 0 | 0.2 | 0.2
2 | 16 | 1 | 1106 | Yes |  |  |  | 0 | 0.2 | 0.2
2 | 16 | 2 | 1107 | Yes |  |  |  | 0 | 0.2 | 0.2
2 | 16 | 3 | 1108 | Yes |  |  |  | 0 | 0.2 | 0.2
2 | 16 | 4 | 1109 | Yes |  |  |  | 0 | 0.3 | 0.3
2 | 16 | 5 | 1110 | Yes |  |  |  | 0 | 0.45 | 0.45
2 | 16 | 6 | 1111 | Yes |  |  |  | 0 | 0.58 | 0.58
2 | 16 | 7 | 1112 | Yes |  |  |  | 0 | 0.7 | 0.7
2 | 16 | 8 | 1113 | Yes |  |  |  | 0 | 0.85 | 0.85
2 | 16 | 9 | 1114 | Yes |  |  |  | 0 | 1.03 | 1.03
2 | 16 | 10 | 1115 | Yes |  |  |  | 0 | 0.99 | 0.99
2 | 16 | 11 | 1116 | Yes |  |  |  | 0 | 0.92 | 0.92
2 | 16 | 12 | 1117 | Yes |  |  |  | 0 | 0.95 | 0.95
2 | 16 | 13 | 1118 | Yes |  |  |  | 0 | 1 | 1
2 | 16 | 14 | 1119 | Yes |  |  |  | 0 | 1.02 | 1.02
2 | 16 | 15 | 1120 | Yes |  |  |  | 0 | 1.03 | 1.03
2 | 16 | 16 | 1121 | Yes |  |  |  | 0 | 1.05 | 1.05
2 | 16 | 17 | 1122 | Yes |  |  |  | 0 | 0.85 | 0.85
2 | 16 | 18 | 1123 | Yes |  |  |  | 0 | 0.7 | 0.7
2 | 16 | 19 | 1124 | Yes |  |  |  | 0 | 0.55 | 0.55
2 | 16 | 20 | 1125 | Yes |  |  |  | 0 | 0.35 | 0.35
2 | 16 | 21 | 1126 | Yes |  |  |  | 0 | 0.2 | 0.2
2 | 16 | 22 | 1127 | Yes |  |  |  | 0 | 0.2 | 0.2
2 | 16 | 23 | 1128 | Yes |  |  |  | 0 | 0.2 | 0.2
2 | 17 | 0 | 1129 | Yes |  |  |  | 0 | 0.2 | 0.2
2 | 17 | 1 | 1130 | Yes |  |  |  | 0 | 0.2 | 0.2
2 | 17 | 2 | 1131 | Yes |  |  |  | 0 | 0.2 | 0.2
2 | 17 | 3 | 1132 | Yes |  |  |  | 0 | 0.2 | 0.2
2 | 17 | 4 | 1133 | Yes |  |  |  | 0 | 0.3 | 0.3
2 | 17 | 5 | 1134 | Yes |  |  |  | 0 | 0.45 | 0.45
2 | 17 | 6 | 1135 | Yes |  |  |  | 0 | 0.58 | 0.58
2 | 17 | 7 | 1136 | Yes |  |  |  | 0 | 0.7 | 0.7
2 | 17 | 8 | 1137 | Yes |  |  |  | 0 | 0.85 | 0.85
2 | 17 | 9 | 1138 | Yes |  |  |  | 0 | 1.03 | 1.03
2 | 17 | 10 | 1139 | Yes |  |  |  | 0 | 0.99 | 0.99
2 | 17 | 11 | 1140 | Yes |  |  |  | 0 | 0.92 | 0.92
2 | 17 | 12 | 1141 | Yes |  |  |  | 0 | 0.95 | 0.95
2 | 17 | 13 | 1142 | Yes |  |  |  | 0 | 1 | 1
2 | 17 | 14 | 1143 | Yes |  |  |  | 0 | 1.02 | 1.02
2 | 17 | 15 | 1144 | Yes |  |  |  | 0 | 1.03 | 1.03
2 | 17 | 16 | 1145 | Yes |  |  |  | 0 | 1.05 | 1.05
2 | 17 | 17 | 1146 | Yes |  |  |  | 0 | 0.85 | 0.85
2 | 17 | 18 | 1147 | Yes |  |  |  | 0 | 0.7 | 0.7
2 | 17 | 19 | 1148 | Yes |  |  |  | 0 | 0.55 | 0.55
2 | 17 | 20 | 1149 | Yes |  |  |  | 0 | 0.35 | 0.35
2 | 17 | 21 | 1150 | Yes |  |  |  | 0 | 0.2 | 0.2
2 | 17 | 22 | 1151 | Yes |  |  |  | 0 | 0.2 | 0.2
2 | 17 | 23 | 1152 | Yes |  |  |  | 0 | 0.2 | 0.2
2 | 18 | 0 | 1153 | Yes |  |  |  | 0 | 0.2 | 0.2
2 | 18 | 1 | 1154 | Yes |  |  |  | 0 | 0.2 | 0.2
2 | 18 | 2 | 1155 | Yes |  |  |  | 0 | 0.2 | 0.2
2 | 18 | 3 | 1156 | Yes |  |  |  | 0 | 0.2 | 0.2
2 | 18 | 4 | 1157 | Yes |  |  |  | 0 | 0.3 | 0.3
2 | 18 | 5 | 1158 | Yes |  |  |  | 0 | 0.45 | 0.45
2 | 18 | 6 | 1159 | Yes |  |  |  | 0 | 0.58 | 0.58
2 | 18 | 7 | 1160 | Yes |  |  |  | 0 | 0.7 | 0.7
2 | 18 | 8 | 1161 | Yes |  |  |  | 0 | 0.85 | 0.85
2 | 18 | 9 | 1162 | Yes |  |  |  | 0 | 1.03 | 1.03
2 | 18 | 10 | 1163 | Yes |  |  |  | 0 | 0.99 | 0.99
2 | 18 | 11 | 1164 | Yes |  |  |  | 0 | 0.92 | 0.92
2 | 18 | 12 | 1165 | Yes |  |  |  | 0 | 0.95 | 0.95
2 | 18 | 13 | 1166 | Yes |  |  |  | 0 | 1 | 1
2 | 18 | 14 | 1167 | Yes |  |  |  | 0 | 1.02 | 1.02
2 | 18 | 15 | 1168 | Yes |  |  |  | 0 | 1.03 | 1.03
2 | 18 | 16 | 1169 | Yes |  |  |  | 0 | 1.05 | 1.05
2 | 18 | 17 | 1170 | Yes |  |  |  | 0 | 0.85 | 0.85
2 | 18 | 18 | 1171 | Yes |  |  |  | 0 | 0.7 | 0.7
2 | 18 | 19 | 1172 | Yes |  |  |  | 0 | 0.55 | 0.55
2 | 18 | 20 | 1173 | Yes |  |  |  | 0 | 0.35 | 0.35
2 | 18 | 21 | 1174 | Yes |  |  |  | 0 | 0.2 | 0.2
2 | 18 | 22 | 1175 | Yes |  |  |  | 0 | 0.2 | 0.2
2 | 18 | 23 | 1176 | Yes |  |  |  | 0 | 0.2 | 0.2
2 | 19 | 0 | 1177 | Yes |  |  |  | 0 | 0.2 | 0.2
2 | 19 | 1 | 1178 | Yes |  |  |  | 0 | 0.2 | 0.2
2 | 19 | 2 | 1179 | Yes |  |  |  | 0 | 0.2 | 0.2
2 | 19 | 3 | 1180 | Yes |  |  |  | 0 | 0.2 | 0.2
2 | 19 | 4 | 1181 | Yes |  |  |  | 0 | 0.3 | 0.3
2 | 19 | 5 | 1182 | Yes |  |  |  | 0 | 0.45 | 0.45
2 | 19 | 6 | 1183 | Yes |  |  |  | 0 | 0.58 | 0.58
2 | 19 | 7 | 1184 | Yes |  |  |  | 0 | 0.7 | 0.7
2 | 19 | 8 | 1185 | Yes |  |  |  | 0 | 0.85 | 0.85
2 | 19 | 9 | 1186 | Yes |  |  |  | 0 | 1.03 | 1.03
2 | 19 | 10 | 1187 | Yes |  |  |  | 0 | 0.99 | 0.99
2 | 19 | 11 | 1188 | Yes |  |  |  | 0 | 0.92 | 0.92
2 | 19 | 12 | 1189 | Yes |  |  |  | 0 | 0.95 | 0.95
2 | 19 | 13 | 1190 | Yes |  |  |  | 0 | 1 | 1
2 | 19 | 14 | 1191 | Yes |  |  |  | 0 | 1.02 | 1.02
2 | 19 | 15 | 1192 | Yes |  |  |  | 0 | 1.03 | 1.03
2 | 19 | 16 | 1193 | Yes |  |  |  | 0 | 1.05 | 1.05
2 | 19 | 17 | 1194 | Yes |  |  |  | 0 | 0.85 | 0.85
2 | 19 | 18 | 1195 | Yes |  |  |  | 0 | 0.7 | 0.7
2 | 19 | 19 | 1196 | Yes |  |  |  | 0 | 0.55 | 0.55
2 | 19 | 20 | 1197 | Yes |  |  |  | 0 | 0.35 | 0.35
2 | 19 | 21 | 1198 | Yes |  |  |  | 0 | 0.2 | 0.2
2 | 19 | 22 | 1199 | Yes |  |  |  | 0 | 0.2 | 0.2
2 | 19 | 23 | 1200 | Yes |  |  |  | 0 | 0.2 | 0.2
2 | 20 | 0 | 1201 | Yes |  |  |  | 0 | 0.2 | 0.2
2 | 20 | 1 | 1202 | Yes |  |  |  | 0 | 0.2 | 0.2
2 | 20 | 2 | 1203 | Yes |  |  |  | 0 | 0.2 | 0.2
2 | 20 | 3 | 1204 | Yes |  |  |  | 0 | 0.2 | 0.2
2 | 20 | 4 | 1205 | Yes |  |  |  | 0 | 0.3 | 0.3
2 | 20 | 5 | 1206 | Yes |  |  |  | 0 | 0.45 | 0.45
2 | 20 | 6 | 1207 | Yes |  |  |  | 0 | 0.58 | 0.58
2 | 20 | 7 | 1208 | Yes |  |  |  | 0 | 0.7 | 0.7
2 | 20 | 8 | 1209 | Yes |  |  |  | 0 | 0.85 | 0.85
2 | 20 | 9 | 1210 | Yes |  |  |  | 0 | 1.03 | 1.03
2 | 20 | 10 | 1211 | Yes |  |  |  | 0 | 0.99 | 0.99
2 | 20 | 11 | 1212 | Yes |  |  |  | 0 | 0.92 | 0.92
2 | 20 | 12 | 1213 | Yes |  |  |  | 0 | 0.95 | 0.95
2 | 20 | 13 | 1214 | Yes |  |  |  | 0 | 1 | 1
2 | 20 | 14 | 1215 | Yes |  |  |  | 0 | 1.02 | 1.02
2 | 20 | 15 | 1216 | Yes |  |  |  | 0 | 1.03 | 1.03
2 | 20 | 16 | 1217 | Yes |  |  |  | 0 | 1.05 | 1.05
2 | 20 | 17 | 1218 | Yes |  |  |  | 0 | 0.85 | 0.85
2 | 20 | 18 | 1219 | Yes |  |  |  | 0 | 0.7 | 0.7
2 | 20 | 19 | 1220 | Yes |  |  |  | 0 | 0.55 | 0.55
2 | 20 | 20 | 1221 | Yes |  |  |  | 0 | 0.35 | 0.35
2 | 20 | 21 | 1222 | Yes |  |  |  | 0 | 0.2 | 0.2
2 | 20 | 22 | 1223 | Yes |  |  |  | 0 | 0.2 | 0.2
2 | 20 | 23 | 1224 | Yes |  |  |  | 0 | 0.2 | 0.2
2 | 21 | 0 | 1225 | Saturday |  |  |  | 0 | 0.2 | 0.2
2 | 21 | 1 | 1226 | Saturday |  |  |  | 0 | 0.2 | 0.2
2 | 21 | 2 | 1227 | Saturday |  |  |  | 0 | 0.2 | 0.2
2 | 21 | 3 | 1228 | Saturday |  |  |  | 0 | 0.2 | 0.2
2 | 21 | 4 | 1229 | Saturday |  |  |  | 0 | 0.3 | 0.3
2 | 21 | 5 | 1230 | Saturday |  |  |  | 0 | 0.45 | 0.45
2 | 21 | 6 | 1231 | Saturday |  |  |  | 0 | 0.58 | 0.58
2 | 21 | 7 | 1232 | Saturday |  |  |  | 0 | 0.7 | 0.7
2 | 21 | 8 | 1233 | Saturday |  |  |  | 0 | 0.85 | 0.85
2 | 21 | 9 | 1234 | Saturday |  |  |  | 0 | 1.03 | 1.03
2 | 21 | 10 | 1235 | Saturday |  |  |  | 0 | 0.99 | 0.99
2 | 21 | 11 | 1236 | Saturday |  |  |  | 0 | 0.92 | 0.92
2 | 21 | 12 | 1237 | Saturday |  |  |  | 0 | 0.95 | 0.95
2 | 21 | 13 | 1238 | Saturday |  |  |  | 0 | 1 | 1
2 | 21 | 14 | 1239 | Saturday |  |  |  | 0 | 1.02 | 1.02
2 | 21 | 15 | 1240 | Saturday |  |  |  | 0 | 1.03 | 1.03
2 | 21 | 16 | 1241 | Saturday |  |  |  | 0 | 1.05 | 1.05
2 | 21 | 17 | 1242 | Saturday |  |  |  | 0 | 0.85 | 0.85
2 | 21 | 18 | 1243 | Saturday |  |  |  | 0 | 0.7 | 0.7
2 | 21 | 19 | 1244 | Saturday |  |  |  | 0 | 0.55 | 0.55
2 | 21 | 20 | 1245 | Saturday |  |  |  | 0 | 0.35 | 0.35
2 | 21 | 21 | 1246 | Saturday |  |  |  | 0 | 0.2 | 0.2
2 | 21 | 22 | 1247 | Saturday |  |  |  | 0 | 0.2 | 0.2
2 | 21 | 23 | 1248 | Saturday |  |  |  | 0 | 0.2 | 0.2
2 | 22 | 0 | 1249 | Sunday |  |  |  | 0 | 0.2 | 0.2
2 | 22 | 1 | 1250 | Sunday |  |  |  | 0 | 0.2 | 0.2
2 | 22 | 2 | 1251 | Sunday |  |  |  | 0 | 0.2 | 0.2
2 | 22 | 3 | 1252 | Sunday |  |  |  | 0 | 0.2 | 0.2
2 | 22 | 4 | 1253 | Sunday |  |  |  | 0 | 0.3 | 0.3
2 | 22 | 5 | 1254 | Sunday |  |  |  | 0 | 0.45 | 0.45
2 | 22 | 6 | 1255 | Sunday |  |  |  | 0 | 0.58 | 0.58
2 | 22 | 7 | 1256 | Sunday |  |  |  | 0 | 0.7 | 0.7
2 | 22 | 8 | 1257 | Sunday |  |  |  | 0 | 0.85 | 0.85
2 | 22 | 9 | 1258 | Sunday |  |  |  | 0 | 1.03 | 1.03
2 | 22 | 10 | 1259 | Sunday |  |  |  | 0 | 0.99 | 0.99
2 | 22 | 11 | 1260 | Sunday |  |  |  | 0 | 0.92 | 0.92
2 | 22 | 12 | 1261 | Sunday |  |  |  | 0 | 0.95 | 0.95
2 | 22 | 13 | 1262 | Sunday |  |  |  | 0 | 1 | 1
2 | 22 | 14 | 1263 | Sunday |  |  |  | 0 | 1.02 | 1.02
2 | 22 | 15 | 1264 | Sunday |  |  |  | 0 | 1.03 | 1.03
2 | 22 | 16 | 1265 | Sunday |  |  |  | 0 | 1.05 | 1.05
2 | 22 | 17 | 1266 | Sunday |  |  |  | 0 | 0.85 | 0.85
2 | 22 | 18 | 1267 | Sunday |  |  |  | 0 | 0.7 | 0.7
2 | 22 | 19 | 1268 | Sunday |  |  |  | 0 | 0.55 | 0.55
2 | 22 | 20 | 1269 | Sunday |  |  |  | 0 | 0.35 | 0.35
2 | 22 | 21 | 1270 | Sunday |  |  |  | 0 | 0.2 | 0.2
2 | 22 | 22 | 1271 | Sunday |  |  |  | 0 | 0.2 | 0.2
2 | 22 | 23 | 1272 | Sunday |  |  |  | 0 | 0.2 | 0.2
2 | 23 | 0 | 1273 | Yes |  |  |  | 0 | 0.2 | 0.2
2 | 23 | 1 | 1274 | Yes |  |  |  | 0 | 0.2 | 0.2
2 | 23 | 2 | 1275 | Yes |  |  |  | 0 | 0.2 | 0.2
2 | 23 | 3 | 1276 | Yes |  |  |  | 0 | 0.2 | 0.2
2 | 23 | 4 | 1277 | Yes |  |  |  | 0 | 0.3 | 0.3
2 | 23 | 5 | 1278 | Yes |  |  |  | 0 | 0.45 | 0.45
2 | 23 | 6 | 1279 | Yes |  |  |  | 0 | 0.58 | 0.58
2 | 23 | 7 | 1280 | Yes |  |  |  | 0 | 0.7 | 0.7
2 | 23 | 8 | 1281 | Yes |  |  |  | 0 | 0.85 | 0.85
2 | 23 | 9 | 1282 | Yes |  |  |  | 0 | 1.03 | 1.03
2 | 23 | 10 | 1283 | Yes |  |  |  | 0 | 0.99 | 0.99
2 | 23 | 11 | 1284 | Yes |  |  |  | 0 | 0.92 | 0.92
2 | 23 | 12 | 1285 | Yes |  |  |  | 0 | 0.95 | 0.95
2 | 23 | 13 | 1286 | Yes |  |  |  | 0 | 1 | 1
2 | 23 | 14 | 1287 | Yes |  |  |  | 0 | 1.02 | 1.02
2 | 23 | 15 | 1288 | Yes |  |  |  | 0 | 1.03 | 1.03
2 | 23 | 16 | 1289 | Yes |  |  |  | 0 | 1.05 | 1.05
2 | 23 | 17 | 1290 | Yes |  |  |  | 0 | 0.85 | 0.85
2 | 23 | 18 | 1291 | Yes |  |  |  | 0 | 0.7 | 0.7
2 | 23 | 19 | 1292 | Yes |  |  |  | 0 | 0.55 | 0.55
2 | 23 | 20 | 1293 | Yes |  |  |  | 0 | 0.35 | 0.35
2 | 23 | 21 | 1294 | Yes |  |  |  | 0 | 0.2 | 0.2
2 | 23 | 22 | 1295 | Yes |  |  |  | 0 | 0.2 | 0.2
2 | 23 | 23 | 1296 | Yes |  |  |  | 0 | 0.2 | 0.2
2 | 24 | 0 | 1297 | Yes |  |  |  | 0 | 0.2 | 0.2
2 | 24 | 1 | 1298 | Yes |  |  |  | 0 | 0.2 | 0.2
2 | 24 | 2 | 1299 | Yes |  |  |  | 0 | 0.2 | 0.2
2 | 24 | 3 | 1300 | Yes |  |  |  | 0 | 0.2 | 0.2
2 | 24 | 4 | 1301 | Yes |  |  |  | 0 | 0.3 | 0.3
2 | 24 | 5 | 1302 | Yes |  |  |  | 0 | 0.45 | 0.45
2 | 24 | 6 | 1303 | Yes |  |  |  | 0 | 0.58 | 0.58
2 | 24 | 7 | 1304 | Yes |  |  |  | 0 | 0.7 | 0.7
2 | 24 | 8 | 1305 | Yes |  |  |  | 0 | 0.85 | 0.85
2 | 24 | 9 | 1306 | Yes |  |  |  | 0 | 1.03 | 1.03
2 | 24 | 10 | 1307 | Yes |  |  |  | 0 | 0.99 | 0.99
2 | 24 | 11 | 1308 | Yes |  |  |  | 0 | 0.92 | 0.92
2 | 24 | 12 | 1309 | Yes |  |  |  | 0 | 0.95 | 0.95
2 | 24 | 13 | 1310 | Yes |  |  |  | 0 | 1 | 1
2 | 24 | 14 | 1311 | Yes |  |  |  | 0 | 1.02 | 1.02
2 | 24 | 15 | 1312 | Yes |  |  |  | 0 | 1.03 | 1.03
2 | 24 | 16 | 1313 | Yes |  |  |  | 0 | 1.05 | 1.05
2 | 24 | 17 | 1314 | Yes |  |  |  | 0 | 0.85 | 0.85
2 | 24 | 18 | 1315 | Yes |  |  |  | 0 | 0.7 | 0.7
2 | 24 | 19 | 1316 | Yes |  |  |  | 0 | 0.55 | 0.55
2 | 24 | 20 | 1317 | Yes |  |  |  | 0 | 0.35 | 0.35
2 | 24 | 21 | 1318 | Yes |  |  |  | 0 | 0.2 | 0.2
2 | 24 | 22 | 1319 | Yes |  |  |  | 0 | 0.2 | 0.2
2 | 24 | 23 | 1320 | Yes |  |  |  | 0 | 0.2 | 0.2
2 | 25 | 0 | 1321 | Yes |  |  |  | 0 | 0.2 | 0.2
2 | 25 | 1 | 1322 | Yes |  |  |  | 0 | 0.2 | 0.2
2 | 25 | 2 | 1323 | Yes |  |  |  | 0 | 0.2 | 0.2
2 | 25 | 3 | 1324 | Yes |  |  |  | 0 | 0.2 | 0.2
2 | 25 | 4 | 1325 | Yes |  |  |  | 0 | 0.3 | 0.3
2 | 25 | 5 | 1326 | Yes |  |  |  | 0 | 0.45 | 0.45
2 | 25 | 6 | 1327 | Yes |  |  |  | 0 | 0.58 | 0.58
2 | 25 | 7 | 1328 | Yes |  |  |  | 0 | 0.7 | 0.7
2 | 25 | 8 | 1329 | Yes |  |  |  | 0 | 0.85 | 0.85
2 | 25 | 9 | 1330 | Yes |  |  |  | 0 | 1.03 | 1.03
2 | 25 | 10 | 1331 | Yes |  |  |  | 0 | 0.99 | 0.99
2 | 25 | 11 | 1332 | Yes |  |  |  | 0 | 0.92 | 0.92
2 | 25 | 12 | 1333 | Yes |  |  |  | 0 | 0.95 | 0.95
2 | 25 | 13 | 1334 | Yes |  |  |  | 0 | 1 | 1
2 | 25 | 14 | 1335 | Yes |  |  |  | 0 | 1.02 | 1.02
2 | 25 | 15 | 1336 | Yes |  |  |  | 0 | 1.03 | 1.03
2 | 25 | 16 | 1337 | Yes |  |  |  | 0 | 1.05 | 1.05
2 | 25 | 17 | 1338 | Yes |  |  |  | 0 | 0.85 | 0.85
2 | 25 | 18 | 1339 | Yes |  |  |  | 0 | 0.7 | 0.7
2 | 25 | 19 | 1340 | Yes |  |  |  | 0 | 0.55 | 0.55
2 | 25 | 20 | 1341 | Yes |  |  |  | 0 | 0.35 | 0.35
2 | 25 | 21 | 1342 | Yes |  |  |  | 0 | 0.2 | 0.2
2 | 25 | 22 | 1343 | Yes |  |  |  | 0 | 0.2 | 0.2
2 | 25 | 23 | 1344 | Yes |  |  |  | 0 | 0.2 | 0.2
2 | 26 | 0 | 1345 | Yes |  |  |  | 0 | 0.2 | 0.2
2 | 26 | 1 | 1346 | Yes |  |  |  | 0 | 0.2 | 0.2
2 | 26 | 2 | 1347 | Yes |  |  |  | 0 | 0.2 | 0.2
2 | 26 | 3 | 1348 | Yes |  |  |  | 0 | 0.2 | 0.2
2 | 26 | 4 | 1349 | Yes |  |  |  | 0 | 0.3 | 0.3
2 | 26 | 5 | 1350 | Yes |  |  |  | 0 | 0.45 | 0.45
2 | 26 | 6 | 1351 | Yes |  |  |  | 0 | 0.58 | 0.58
2 | 26 | 7 | 1352 | Yes |  |  |  | 0 | 0.7 | 0.7
2 | 26 | 8 | 1353 | Yes |  |  |  | 0 | 0.85 | 0.85
2 | 26 | 9 | 1354 | Yes |  |  |  | 0 | 1.03 | 1.03
2 | 26 | 10 | 1355 | Yes |  |  |  | 0 | 0.99 | 0.99
2 | 26 | 11 | 1356 | Yes |  |  |  | 0 | 0.92 | 0.92
2 | 26 | 12 | 1357 | Yes |  |  |  | 0 | 0.95 | 0.95
2 | 26 | 13 | 1358 | Yes |  |  |  | 0 | 1 | 1
2 | 26 | 14 | 1359 | Yes |  |  |  | 0 | 1.02 | 1.02
2 | 26 | 15 | 1360 | Yes |  |  |  | 0 | 1.03 | 1.03
2 | 26 | 16 | 1361 | Yes |  |  |  | 0 | 1.05 | 1.05
2 | 26 | 17 | 1362 | Yes |  |  |  | 0 | 0.85 | 0.85
2 | 26 | 18 | 1363 | Yes |  |  |  | 0 | 0.7 | 0.7
2 | 26 | 19 | 1364 | Yes |  |  |  | 0 | 0.55 | 0.55
2 | 26 | 20 | 1365 | Yes |  |  |  | 0 | 0.35 | 0.35
2 | 26 | 21 | 1366 | Yes |  |  |  | 0 | 0.2 | 0.2
2 | 26 | 22 | 1367 | Yes |  |  |  | 0 | 0.2 | 0.2
2 | 26 | 23 | 1368 | Yes |  |  |  | 0 | 0.2 | 0.2
2 | 27 | 0 | 1369 | Yes |  |  |  | 0 | 0.2 | 0.2
2 | 27 | 1 | 1370 | Yes |  |  |  | 0 | 0.2 | 0.2
2 | 27 | 2 | 1371 | Yes |  |  |  | 0 | 0.2 | 0.2
2 | 27 | 3 | 1372 | Yes |  |  |  | 0 | 0.2 | 0.2
2 | 27 | 4 | 1373 | Yes |  |  |  | 0 | 0.3 | 0.3
2 | 27 | 5 | 1374 | Yes |  |  |  | 0 | 0.45 | 0.45
2 | 27 | 6 | 1375 | Yes |  |  |  | 0 | 0.58 | 0.58
2 | 27 | 7 | 1376 | Yes |  |  |  | 0 | 0.7 | 0.7
2 | 27 | 8 | 1377 | Yes |  |  |  | 0 | 0.85 | 0.85
2 | 27 | 9 | 1378 | Yes |  |  |  | 0 | 1.03 | 1.03
2 | 27 | 10 | 1379 | Yes |  |  |  | 0 | 0.99 | 0.99
2 | 27 | 11 | 1380 | Yes |  |  |  | 0 | 0.92 | 0.92
2 | 27 | 12 | 1381 | Yes |  |  |  | 0 | 0.95 | 0.95
2 | 27 | 13 | 1382 | Yes |  |  |  | 0 | 1 | 1
2 | 27 | 14 | 1383 | Yes |  |  |  | 0 | 1.02 | 1.02
2 | 27 | 15 | 1384 | Yes |  |  |  | 0 | 1.03 | 1.03
2 | 27 | 16 | 1385 | Yes |  |  |  | 0 | 1.05 | 1.05
2 | 27 | 17 | 1386 | Yes |  |  |  | 0 | 0.85 | 0.85
2 | 27 | 18 | 1387 | Yes |  |  |  | 0 | 0.7 | 0.7
2 | 27 | 19 | 1388 | Yes |  |  |  | 0 | 0.55 | 0.55
2 | 27 | 20 | 1389 | Yes |  |  |  | 0 | 0.35 | 0.35
2 | 27 | 21 | 1390 | Yes |  |  |  | 0 | 0.2 | 0.2
2 | 27 | 22 | 1391 | Yes |  |  |  | 0 | 0.2 | 0.2
2 | 27 | 23 | 1392 | Yes |  |  |  | 0 | 0.2 | 0.2
2 | 28 | 0 | 1393 | Saturday |  |  |  | 0 | 0.2 | 0.2
2 | 28 | 1 | 1394 | Saturday |  |  |  | 0 | 0.2 | 0.2
2 | 28 | 2 | 1395 | Saturday |  |  |  | 0 | 0.2 | 0.2
2 | 28 | 3 | 1396 | Saturday |  |  |  | 0 | 0.2 | 0.2
2 | 28 | 4 | 1397 | Saturday |  |  |  | 0 | 0.3 | 0.3
2 | 28 | 5 | 1398 | Saturday |  |  |  | 0 | 0.45 | 0.45
2 | 28 | 6 | 1399 | Saturday |  |  |  | 0 | 0.58 | 0.58
2 | 28 | 7 | 1400 | Saturday |  |  |  | 0 | 0.7 | 0.7
2 | 28 | 8 | 1401 | Saturday |  |  |  | 0 | 0.85 | 0.85
2 | 28 | 9 | 1402 | Saturday |  |  |  | 0 | 1.03 | 1.03
2 | 28 | 10 | 1403 | Saturday |  |  |  | 0 | 0.99 | 0.99
2 | 28 | 11 | 1404 | Saturday |  |  |  | 0 | 0.92 | 0.92
2 | 28 | 12 | 1405 | Saturday |  |  |  | 0 | 0.95 | 0.95
2 | 28 | 13 | 1406 | Saturday |  |  |  | 0 | 1 | 1
2 | 28 | 14 | 1407 | Saturday |  |  |  | 0 | 1.02 | 1.02
2 | 28 | 15 | 1408 | Saturday |  |  |  | 0 | 1.03 | 1.03
2 | 28 | 16 | 1409 | Saturday |  |  |  | 0 | 1.05 | 1.05
2 | 28 | 17 | 1410 | Saturday |  |  |  | 0 | 0.85 | 0.85
2 | 28 | 18 | 1411 | Saturday |  |  |  | 0 | 0.7 | 0.7
2 | 28 | 19 | 1412 | Saturday |  |  |  | 0 | 0.55 | 0.55
2 | 28 | 20 | 1413 | Saturday |  |  |  | 0 | 0.35 | 0.35
2 | 28 | 21 | 1414 | Saturday |  |  |  | 0 | 0.2 | 0.2
2 | 28 | 22 | 1415 | Saturday |  |  |  | 0 | 0.2 | 0.2
2 | 28 | 23 | 1416 | Saturday |  |  |  | 0 | 0.2 | 0.2
3 | 1 | 0 | 1417 | Sunday |  |  |  | 0 | 0.2 | 0.2
3 | 1 | 1 | 1418 | Sunday |  |  |  | 0 | 0.2 | 0.2
3 | 1 | 2 | 1419 | Sunday |  |  |  | 0 | 0.2 | 0.2
3 | 1 | 3 | 1420 | Sunday |  |  |  | 0 | 0.2 | 0.2
3 | 1 | 4 | 1421 | Sunday |  |  |  | 0 | 0.3 | 0.3
3 | 1 | 5 | 1422 | Sunday |  |  |  | 0 | 0.45 | 0.45
3 | 1 | 6 | 1423 | Sunday |  |  |  | 0 | 0.58 | 0.58
3 | 1 | 7 | 1424 | Sunday |  |  |  | 0 | 0.7 | 0.7
3 | 1 | 8 | 1425 | Sunday |  |  |  | 0 | 0.85 | 0.85
3 | 1 | 9 | 1426 | Sunday |  |  |  | 0 | 1.03 | 1.03
3 | 1 | 10 | 1427 | Sunday |  |  |  | 0 | 0.99 | 0.99
3 | 1 | 11 | 1428 | Sunday |  |  |  | 0 | 0.92 | 0.92
3 | 1 | 12 | 1429 | Sunday |  |  |  | 0 | 0.95 | 0.95
3 | 1 | 13 | 1430 | Sunday |  |  |  | 0 | 1 | 1
3 | 1 | 14 | 1431 | Sunday |  |  |  | 0 | 1.02 | 1.02
3 | 1 | 15 | 1432 | Sunday |  |  |  | 0 | 1.03 | 1.03
3 | 1 | 16 | 1433 | Sunday |  |  |  | 0 | 1.05 | 1.05
3 | 1 | 17 | 1434 | Sunday |  |  |  | 0 | 0.85 | 0.85
3 | 1 | 18 | 1435 | Sunday |  |  |  | 0 | 0.7 | 0.7
3 | 1 | 19 | 1436 | Sunday |  |  |  | 0 | 0.55 | 0.55
3 | 1 | 20 | 1437 | Sunday |  |  |  | 0 | 0.35 | 0.35
3 | 1 | 21 | 1438 | Sunday |  |  |  | 0 | 0.2 | 0.2
3 | 1 | 22 | 1439 | Sunday |  |  |  | 0 | 0.2 | 0.2
3 | 1 | 23 | 1440 | Sunday |  |  |  | 0 | 0.2 | 0.2
3 | 2 | 0 | 1441 | Yes |  |  |  | 0 | 0.2 | 0.2
3 | 2 | 1 | 1442 | Yes |  |  |  | 0 | 0.2 | 0.2
3 | 2 | 2 | 1443 | Yes |  |  |  | 0 | 0.2 | 0.2
3 | 2 | 3 | 1444 | Yes |  |  |  | 0 | 0.2 | 0.2
3 | 2 | 4 | 1445 | Yes |  |  |  | 0 | 0.3 | 0.3
3 | 2 | 5 | 1446 | Yes |  |  |  | 0 | 0.45 | 0.45
3 | 2 | 6 | 1447 | Yes |  |  |  | 0 | 0.58 | 0.58
3 | 2 | 7 | 1448 | Yes |  |  |  | 0 | 0.7 | 0.7
3 | 2 | 8 | 1449 | Yes |  |  |  | 0 | 0.85 | 0.85
3 | 2 | 9 | 1450 | Yes |  |  |  | 0 | 1.03 | 1.03
3 | 2 | 10 | 1451 | Yes |  |  |  | 0 | 0.99 | 0.99
3 | 2 | 11 | 1452 | Yes |  |  |  | 0 | 0.92 | 0.92
3 | 2 | 12 | 1453 | Yes |  |  |  | 0 | 0.95 | 0.95
3 | 2 | 13 | 1454 | Yes |  |  |  | 0 | 1 | 1
3 | 2 | 14 | 1455 | Yes |  |  |  | 0 | 1.02 | 1.02
3 | 2 | 15 | 1456 | Yes |  |  |  | 0 | 1.03 | 1.03
3 | 2 | 16 | 1457 | Yes |  |  |  | 0 | 1.05 | 1.05
3 | 2 | 17 | 1458 | Yes |  |  |  | 0 | 0.85 | 0.85
3 | 2 | 18 | 1459 | Yes |  |  |  | 0 | 0.7 | 0.7
3 | 2 | 19 | 1460 | Yes |  |  |  | 0 | 0.55 | 0.55
3 | 2 | 20 | 1461 | Yes |  |  |  | 0 | 0.35 | 0.35
3 | 2 | 21 | 1462 | Yes |  |  |  | 0 | 0.2 | 0.2
3 | 2 | 22 | 1463 | Yes |  |  |  | 0 | 0.2 | 0.2
3 | 2 | 23 | 1464 | Yes |  |  |  | 0 | 0.2 | 0.2
3 | 3 | 0 | 1465 | Yes |  |  |  | 0 | 0.2 | 0.2
3 | 3 | 1 | 1466 | Yes |  |  |  | 0 | 0.2 | 0.2
3 | 3 | 2 | 1467 | Yes |  |  |  | 0 | 0.2 | 0.2
3 | 3 | 3 | 1468 | Yes |  |  |  | 0 | 0.2 | 0.2
3 | 3 | 4 | 1469 | Yes |  |  |  | 0 | 0.3 | 0.3
3 | 3 | 5 | 1470 | Yes |  |  |  | 0 | 0.45 | 0.45
3 | 3 | 6 | 1471 | Yes |  |  |  | 0 | 0.58 | 0.58
3 | 3 | 7 | 1472 | Yes |  |  |  | 0 | 0.7 | 0.7
3 | 3 | 8 | 1473 | Yes |  |  |  | 0 | 0.85 | 0.85
3 | 3 | 9 | 1474 | Yes |  |  |  | 0 | 1.03 | 1.03
3 | 3 | 10 | 1475 | Yes |  |  |  | 0 | 0.99 | 0.99
3 | 3 | 11 | 1476 | Yes |  |  |  | 0 | 0.92 | 0.92
3 | 3 | 12 | 1477 | Yes |  |  |  | 0 | 0.95 | 0.95
3 | 3 | 13 | 1478 | Yes |  |  |  | 0 | 1 | 1
3 | 3 | 14 | 1479 | Yes |  |  |  | 0 | 1.02 | 1.02
3 | 3 | 15 | 1480 | Yes |  |  |  | 0 | 1.03 | 1.03
3 | 3 | 16 | 1481 | Yes |  |  |  | 0 | 1.05 | 1.05
3 | 3 | 17 | 1482 | Yes |  |  |  | 0 | 0.85 | 0.85
3 | 3 | 18 | 1483 | Yes |  |  |  | 0 | 0.7 | 0.7
3 | 3 | 19 | 1484 | Yes |  |  |  | 0 | 0.55 | 0.55
3 | 3 | 20 | 1485 | Yes |  |  |  | 0 | 0.35 | 0.35
3 | 3 | 21 | 1486 | Yes |  |  |  | 0 | 0.2 | 0.2
3 | 3 | 22 | 1487 | Yes |  |  |  | 0 | 0.2 | 0.2
3 | 3 | 23 | 1488 | Yes |  |  |  | 0 | 0.2 | 0.2
3 | 4 | 0 | 1489 | Yes |  |  |  | 0 | 0.2 | 0.2
3 | 4 | 1 | 1490 | Yes |  |  |  | 0 | 0.2 | 0.2
3 | 4 | 2 | 1491 | Yes |  |  |  | 0 | 0.2 | 0.2
3 | 4 | 3 | 1492 | Yes |  |  |  | 0 | 0.2 | 0.2
3 | 4 | 4 | 1493 | Yes |  |  |  | 0 | 0.3 | 0.3
3 | 4 | 5 | 1494 | Yes |  |  |  | 0 | 0.45 | 0.45
3 | 4 | 6 | 1495 | Yes |  |  |  | 0 | 0.58 | 0.58
3 | 4 | 7 | 1496 | Yes |  |  |  | 0 | 0.7 | 0.7
3 | 4 | 8 | 1497 | Yes |  |  |  | 0 | 0.85 | 0.85
3 | 4 | 9 | 1498 | Yes |  |  |  | 0 | 1.03 | 1.03
3 | 4 | 10 | 1499 | Yes |  |  |  | 0 | 0.99 | 0.99
3 | 4 | 11 | 1500 | Yes |  |  |  | 0 | 0.92 | 0.92
3 | 4 | 12 | 1501 | Yes |  |  |  | 0 | 0.95 | 0.95
3 | 4 | 13 | 1502 | Yes |  |  |  | 0 | 1 | 1
3 | 4 | 14 | 1503 | Yes |  |  |  | 0 | 1.02 | 1.02
3 | 4 | 15 | 1504 | Yes |  |  |  | 0 | 1.03 | 1.03
3 | 4 | 16 | 1505 | Yes |  |  |  | 0 | 1.05 | 1.05
3 | 4 | 17 | 1506 | Yes |  |  |  | 0 | 0.85 | 0.85
3 | 4 | 18 | 1507 | Yes |  |  |  | 0 | 0.7 | 0.7
3 | 4 | 19 | 1508 | Yes |  |  |  | 0 | 0.55 | 0.55
3 | 4 | 20 | 1509 | Yes |  |  |  | 0 | 0.35 | 0.35
3 | 4 | 21 | 1510 | Yes |  |  |  | 0 | 0.2 | 0.2
3 | 4 | 22 | 1511 | Yes |  |  |  | 0 | 0.2 | 0.2
3 | 4 | 23 | 1512 | Yes |  |  |  | 0 | 0.2 | 0.2
3 | 5 | 0 | 1513 | Yes |  |  |  | 0 | 0.2 | 0.2
3 | 5 | 1 | 1514 | Yes |  |  |  | 0 | 0.2 | 0.2
3 | 5 | 2 | 1515 | Yes |  |  |  | 0 | 0.2 | 0.2
3 | 5 | 3 | 1516 | Yes |  |  |  | 0 | 0.2 | 0.2
3 | 5 | 4 | 1517 | Yes |  |  |  | 0 | 0.3 | 0.3
3 | 5 | 5 | 1518 | Yes |  |  |  | 0 | 0.45 | 0.45
3 | 5 | 6 | 1519 | Yes |  |  |  | 0 | 0.58 | 0.58
3 | 5 | 7 | 1520 | Yes |  |  |  | 0 | 0.7 | 0.7
3 | 5 | 8 | 1521 | Yes |  |  |  | 0 | 0.85 | 0.85
3 | 5 | 9 | 1522 | Yes |  |  |  | 0 | 1.03 | 1.03
3 | 5 | 10 | 1523 | Yes |  |  |  | 0 | 0.99 | 0.99
3 | 5 | 11 | 1524 | Yes |  |  |  | 0 | 0.92 | 0.92
3 | 5 | 12 | 1525 | Yes |  |  |  | 0 | 0.95 | 0.95
3 | 5 | 13 | 1526 | Yes |  |  |  | 0 | 1 | 1
3 | 5 | 14 | 1527 | Yes |  |  |  | 0 | 1.02 | 1.02
3 | 5 | 15 | 1528 | Yes |  |  |  | 0 | 1.03 | 1.03
3 | 5 | 16 | 1529 | Yes |  |  |  | 0 | 1.05 | 1.05
3 | 5 | 17 | 1530 | Yes |  |  |  | 0 | 0.85 | 0.85
3 | 5 | 18 | 1531 | Yes |  |  |  | 0 | 0.7 | 0.7
3 | 5 | 19 | 1532 | Yes |  |  |  | 0 | 0.55 | 0.55
3 | 5 | 20 | 1533 | Yes |  |  |  | 0 | 0.35 | 0.35
3 | 5 | 21 | 1534 | Yes |  |  |  | 0 | 0.2 | 0.2
3 | 5 | 22 | 1535 | Yes |  |  |  | 0 | 0.2 | 0.2
3 | 5 | 23 | 1536 | Yes |  |  |  | 0 | 0.2 | 0.2
3 | 6 | 0 | 1537 | Yes |  |  |  | 0 | 0.2 | 0.2
3 | 6 | 1 | 1538 | Yes |  |  |  | 0 | 0.2 | 0.2
3 | 6 | 2 | 1539 | Yes |  |  |  | 0 | 0.2 | 0.2
3 | 6 | 3 | 1540 | Yes |  |  |  | 0 | 0.2 | 0.2
3 | 6 | 4 | 1541 | Yes |  |  |  | 0 | 0.3 | 0.3
3 | 6 | 5 | 1542 | Yes |  |  |  | 0 | 0.45 | 0.45
3 | 6 | 6 | 1543 | Yes |  |  |  | 0 | 0.58 | 0.58
3 | 6 | 7 | 1544 | Yes |  |  |  | 0 | 0.7 | 0.7
3 | 6 | 8 | 1545 | Yes |  |  |  | 0 | 0.85 | 0.85
3 | 6 | 9 | 1546 | Yes |  |  |  | 0 | 1.03 | 1.03
3 | 6 | 10 | 1547 | Yes |  |  |  | 0 | 0.99 | 0.99
3 | 6 | 11 | 1548 | Yes |  |  |  | 0 | 0.92 | 0.92
3 | 6 | 12 | 1549 | Yes |  |  |  | 0 | 0.95 | 0.95
3 | 6 | 13 | 1550 | Yes |  |  |  | 0 | 1 | 1
3 | 6 | 14 | 1551 | Yes |  |  |  | 0 | 1.02 | 1.02
3 | 6 | 15 | 1552 | Yes |  |  |  | 0 | 1.03 | 1.03
3 | 6 | 16 | 1553 | Yes |  |  |  | 0 | 1.05 | 1.05
3 | 6 | 17 | 1554 | Yes |  |  |  | 0 | 0.85 | 0.85
3 | 6 | 18 | 1555 | Yes |  |  |  | 0 | 0.7 | 0.7
3 | 6 | 19 | 1556 | Yes |  |  |  | 0 | 0.55 | 0.55
3 | 6 | 20 | 1557 | Yes |  |  |  | 0 | 0.35 | 0.35
3 | 6 | 21 | 1558 | Yes |  |  |  | 0 | 0.2 | 0.2
3 | 6 | 22 | 1559 | Yes |  |  |  | 0 | 0.2 | 0.2
3 | 6 | 23 | 1560 | Yes |  |  |  | 0 | 0.2 | 0.2
3 | 7 | 0 | 1561 | Saturday |  |  |  | 0 | 0.2 | 0.2
3 | 7 | 1 | 1562 | Saturday |  |  |  | 0 | 0.2 | 0.2
3 | 7 | 2 | 1563 | Saturday |  |  |  | 0 | 0.2 | 0.2
3 | 7 | 3 | 1564 | Saturday |  |  |  | 0 | 0.2 | 0.2
3 | 7 | 4 | 1565 | Saturday |  |  |  | 0 | 0.3 | 0.3
3 | 7 | 5 | 1566 | Saturday |  |  |  | 0 | 0.45 | 0.45
3 | 7 | 6 | 1567 | Saturday |  |  |  | 0 | 0.58 | 0.58
3 | 7 | 7 | 1568 | Saturday |  |  |  | 0 | 0.7 | 0.7
3 | 7 | 8 | 1569 | Saturday |  |  |  | 0 | 0.85 | 0.85
3 | 7 | 9 | 1570 | Saturday |  |  |  | 0 | 1.03 | 1.03
3 | 7 | 10 | 1571 | Saturday |  |  |  | 0 | 0.99 | 0.99
3 | 7 | 11 | 1572 | Saturday |  |  |  | 0 | 0.92 | 0.92
3 | 7 | 12 | 1573 | Saturday |  |  |  | 0 | 0.95 | 0.95
3 | 7 | 13 | 1574 | Saturday |  |  |  | 0 | 1 | 1
3 | 7 | 14 | 1575 | Saturday |  |  |  | 0 | 1.02 | 1.02
3 | 7 | 15 | 1576 | Saturday |  |  |  | 0 | 1.03 | 1.03
3 | 7 | 16 | 1577 | Saturday |  |  |  | 0 | 1.05 | 1.05
3 | 7 | 17 | 1578 | Saturday |  |  |  | 0 | 0.85 | 0.85
3 | 7 | 18 | 1579 | Saturday |  |  |  | 0 | 0.7 | 0.7
3 | 7 | 19 | 1580 | Saturday |  |  |  | 0 | 0.55 | 0.55
3 | 7 | 20 | 1581 | Saturday |  |  |  | 0 | 0.35 | 0.35
3 | 7 | 21 | 1582 | Saturday |  |  |  | 0 | 0.2 | 0.2
3 | 7 | 22 | 1583 | Saturday |  |  |  | 0 | 0.2 | 0.2
3 | 7 | 23 | 1584 | Saturday |  |  |  | 0 | 0.2 | 0.2
3 | 8 | 0 | 1585 | Sunday |  |  |  | 0 | 0.2 | 0.2
3 | 8 | 1 | 1586 | Sunday |  |  |  | 0 | 0.2 | 0.2
3 | 8 | 2 | 1587 | Sunday |  |  |  | 0 | 0.2 | 0.2
3 | 8 | 3 | 1588 | Sunday |  |  |  | 0 | 0.2 | 0.2
3 | 8 | 4 | 1589 | Sunday |  |  |  | 0 | 0.3 | 0.3
3 | 8 | 5 | 1590 | Sunday |  |  |  | 0 | 0.45 | 0.45
3 | 8 | 6 | 1591 | Sunday |  |  |  | 0 | 0.58 | 0.58
3 | 8 | 7 | 1592 | Sunday |  |  |  | 0 | 0.7 | 0.7
3 | 8 | 8 | 1593 | Sunday |  |  |  | 0 | 0.85 | 0.85
3 | 8 | 9 | 1594 | Sunday |  |  |  | 0 | 1.03 | 1.03
3 | 8 | 10 | 1595 | Sunday |  |  |  | 0 | 0.99 | 0.99
3 | 8 | 11 | 1596 | Sunday |  |  |  | 0 | 0.92 | 0.92
3 | 8 | 12 | 1597 | Sunday |  |  |  | 0 | 0.95 | 0.95
3 | 8 | 13 | 1598 | Sunday |  |  |  | 0 | 1 | 1
3 | 8 | 14 | 1599 | Sunday |  |  |  | 0 | 1.02 | 1.02
3 | 8 | 15 | 1600 | Sunday |  |  |  | 0 | 1.03 | 1.03
3 | 8 | 16 | 1601 | Sunday |  |  |  | 0 | 1.05 | 1.05
3 | 8 | 17 | 1602 | Sunday |  |  |  | 0 | 0.85 | 0.85
3 | 8 | 18 | 1603 | Sunday |  |  |  | 0 | 0.7 | 0.7
3 | 8 | 19 | 1604 | Sunday |  |  |  | 0 | 0.55 | 0.55
3 | 8 | 20 | 1605 | Sunday |  |  |  | 0 | 0.35 | 0.35
3 | 8 | 21 | 1606 | Sunday |  |  |  | 0 | 0.2 | 0.2
3 | 8 | 22 | 1607 | Sunday |  |  |  | 0 | 0.2 | 0.2
3 | 8 | 23 | 1608 | Sunday |  |  |  | 0 | 0.2 | 0.2
3 | 9 | 0 | 1609 | Yes |  |  |  | 0 | 0.2 | 0.2
3 | 9 | 1 | 1610 | Yes |  |  |  | 0 | 0.2 | 0.2
3 | 9 | 2 | 1611 | Yes |  |  |  | 0 | 0.2 | 0.2
3 | 9 | 3 | 1612 | Yes |  |  |  | 0 | 0.2 | 0.2
3 | 9 | 4 | 1613 | Yes |  |  |  | 0 | 0.3 | 0.3
3 | 9 | 5 | 1614 | Yes |  |  |  | 0 | 0.45 | 0.45
3 | 9 | 6 | 1615 | Yes |  |  |  | 0 | 0.58 | 0.58
3 | 9 | 7 | 1616 | Yes |  |  |  | 0 | 0.7 | 0.7
3 | 9 | 8 | 1617 | Yes |  |  |  | 0 | 0.85 | 0.85
3 | 9 | 9 | 1618 | Yes |  |  |  | 0 | 1.03 | 1.03
3 | 9 | 10 | 1619 | Yes |  |  |  | 0 | 0.99 | 0.99
3 | 9 | 11 | 1620 | Yes |  |  |  | 0 | 0.92 | 0.92
3 | 9 | 12 | 1621 | Yes |  |  |  | 0 | 0.95 | 0.95
3 | 9 | 13 | 1622 | Yes |  |  |  | 0 | 1 | 1
3 | 9 | 14 | 1623 | Yes |  |  |  | 0 | 1.02 | 1.02
3 | 9 | 15 | 1624 | Yes |  |  |  | 0 | 1.03 | 1.03
3 | 9 | 16 | 1625 | Yes |  |  |  | 0 | 1.05 | 1.05
3 | 9 | 17 | 1626 | Yes |  |  |  | 0 | 0.85 | 0.85
3 | 9 | 18 | 1627 | Yes |  |  |  | 0 | 0.7 | 0.7
3 | 9 | 19 | 1628 | Yes |  |  |  | 0 | 0.55 | 0.55
3 | 9 | 20 | 1629 | Yes |  |  |  | 0 | 0.35 | 0.35
3 | 9 | 21 | 1630 | Yes |  |  |  | 0 | 0.2 | 0.2
3 | 9 | 22 | 1631 | Yes |  |  |  | 0 | 0.2 | 0.2
3 | 9 | 23 | 1632 | Yes |  |  |  | 0 | 0.2 | 0.2
3 | 10 | 0 | 1633 | Yes |  |  |  | 0 | 0.2 | 0.2
3 | 10 | 1 | 1634 | Yes |  |  |  | 0 | 0.2 | 0.2
3 | 10 | 2 | 1635 | Yes |  |  |  | 0 | 0.2 | 0.2
3 | 10 | 3 | 1636 | Yes |  |  |  | 0 | 0.2 | 0.2
3 | 10 | 4 | 1637 | Yes |  |  |  | 0 | 0.3 | 0.3
3 | 10 | 5 | 1638 | Yes |  |  |  | 0 | 0.45 | 0.45
3 | 10 | 6 | 1639 | Yes |  |  |  | 0 | 0.58 | 0.58
3 | 10 | 7 | 1640 | Yes |  |  |  | 0 | 0.7 | 0.7
3 | 10 | 8 | 1641 | Yes |  |  |  | 0 | 0.85 | 0.85
3 | 10 | 9 | 1642 | Yes |  |  |  | 0 | 1.03 | 1.03
3 | 10 | 10 | 1643 | Yes |  |  |  | 0 | 0.99 | 0.99
3 | 10 | 11 | 1644 | Yes |  |  |  | 0 | 0.92 | 0.92
3 | 10 | 12 | 1645 | Yes |  |  |  | 0 | 0.95 | 0.95
3 | 10 | 13 | 1646 | Yes |  |  |  | 0 | 1 | 1
3 | 10 | 14 | 1647 | Yes |  |  |  | 0 | 1.02 | 1.02
3 | 10 | 15 | 1648 | Yes |  |  |  | 0 | 1.03 | 1.03
3 | 10 | 16 | 1649 | Yes |  |  |  | 0 | 1.05 | 1.05
3 | 10 | 17 | 1650 | Yes |  |  |  | 0 | 0.85 | 0.85
3 | 10 | 18 | 1651 | Yes |  |  |  | 0 | 0.7 | 0.7
3 | 10 | 19 | 1652 | Yes |  |  |  | 0 | 0.55 | 0.55
3 | 10 | 20 | 1653 | Yes |  |  |  | 0 | 0.35 | 0.35
3 | 10 | 21 | 1654 | Yes |  |  |  | 0 | 0.2 | 0.2
3 | 10 | 22 | 1655 | Yes |  |  |  | 0 | 0.2 | 0.2
3 | 10 | 23 | 1656 | Yes |  |  |  | 0 | 0.2 | 0.2
3 | 11 | 0 | 1657 | Yes |  |  |  | 0 | 0.2 | 0.2
3 | 11 | 1 | 1658 | Yes |  |  |  | 0 | 0.2 | 0.2
3 | 11 | 2 | 1659 | Yes |  |  |  | 0 | 0.2 | 0.2
3 | 11 | 3 | 1660 | Yes |  |  |  | 0 | 0.2 | 0.2
3 | 11 | 4 | 1661 | Yes |  |  |  | 0 | 0.3 | 0.3
3 | 11 | 5 | 1662 | Yes |  |  |  | 0 | 0.45 | 0.45
3 | 11 | 6 | 1663 | Yes |  |  |  | 0 | 0.58 | 0.58
3 | 11 | 7 | 1664 | Yes |  |  |  | 0 | 0.7 | 0.7
3 | 11 | 8 | 1665 | Yes |  |  |  | 0 | 0.85 | 0.85
3 | 11 | 9 | 1666 | Yes |  |  |  | 0 | 1.03 | 1.03
3 | 11 | 10 | 1667 | Yes |  |  |  | 0 | 0.99 | 0.99
3 | 11 | 11 | 1668 | Yes |  |  |  | 0 | 0.92 | 0.92
3 | 11 | 12 | 1669 | Yes |  |  |  | 0 | 0.95 | 0.95
3 | 11 | 13 | 1670 | Yes |  |  |  | 0 | 1 | 1
3 | 11 | 14 | 1671 | Yes |  |  |  | 0 | 1.02 | 1.02
3 | 11 | 15 | 1672 | Yes |  |  |  | 0 | 1.03 | 1.03
3 | 11 | 16 | 1673 | Yes |  |  |  | 0 | 1.05 | 1.05
3 | 11 | 17 | 1674 | Yes |  |  |  | 0 | 0.85 | 0.85
3 | 11 | 18 | 1675 | Yes |  |  |  | 0 | 0.7 | 0.7
3 | 11 | 19 | 1676 | Yes |  |  |  | 0 | 0.55 | 0.55
3 | 11 | 20 | 1677 | Yes |  |  |  | 0 | 0.35 | 0.35
3 | 11 | 21 | 1678 | Yes |  |  |  | 0 | 0.2 | 0.2
3 | 11 | 22 | 1679 | Yes |  |  |  | 0 | 0.2 | 0.2
3 | 11 | 23 | 1680 | Yes |  |  |  | 0 | 0.2 | 0.2
3 | 12 | 0 | 1681 | Yes |  |  |  | 0 | 0.2 | 0.2
3 | 12 | 1 | 1682 | Yes |  |  |  | 0 | 0.2 | 0.2
3 | 12 | 2 | 1683 | Yes |  |  |  | 0 | 0.2 | 0.2
3 | 12 | 3 | 1684 | Yes |  |  |  | 0 | 0.2 | 0.2
3 | 12 | 4 | 1685 | Yes |  |  |  | 0 | 0.3 | 0.3
3 | 12 | 5 | 1686 | Yes |  |  |  | 0 | 0.45 | 0.45
3 | 12 | 6 | 1687 | Yes |  |  |  | 0 | 0.58 | 0.58
3 | 12 | 7 | 1688 | Yes |  |  |  | 0 | 0.7 | 0.7
3 | 12 | 8 | 1689 | Yes |  |  |  | 0 | 0.85 | 0.85
3 | 12 | 9 | 1690 | Yes |  |  |  | 0 | 1.03 | 1.03
3 | 12 | 10 | 1691 | Yes |  |  |  | 0 | 0.99 | 0.99
3 | 12 | 11 | 1692 | Yes |  |  |  | 0 | 0.92 | 0.92
3 | 12 | 12 | 1693 | Yes |  |  |  | 0 | 0.95 | 0.95
3 | 12 | 13 | 1694 | Yes |  |  |  | 0 | 1 | 1
3 | 12 | 14 | 1695 | Yes |  |  |  | 0 | 1.02 | 1.02
3 | 12 | 15 | 1696 | Yes |  |  |  | 0 | 1.03 | 1.03
3 | 12 | 16 | 1697 | Yes |  |  |  | 0 | 1.05 | 1.05
3 | 12 | 17 | 1698 | Yes |  |  |  | 0 | 0.85 | 0.85
3 | 12 | 18 | 1699 | Yes |  |  |  | 0 | 0.7 | 0.7
3 | 12 | 19 | 1700 | Yes |  |  |  | 0 | 0.55 | 0.55
3 | 12 | 20 | 1701 | Yes |  |  |  | 0 | 0.35 | 0.35
3 | 12 | 21 | 1702 | Yes |  |  |  | 0 | 0.2 | 0.2
3 | 12 | 22 | 1703 | Yes |  |  |  | 0 | 0.2 | 0.2
3 | 12 | 23 | 1704 | Yes |  |  |  | 0 | 0.2 | 0.2
3 | 13 | 0 | 1705 | Yes |  |  |  | 0 | 0.2 | 0.2
3 | 13 | 1 | 1706 | Yes |  |  |  | 0 | 0.2 | 0.2
3 | 13 | 2 | 1707 | Yes |  |  |  | 0 | 0.2 | 0.2
3 | 13 | 3 | 1708 | Yes |  |  |  | 0 | 0.2 | 0.2
3 | 13 | 4 | 1709 | Yes |  |  |  | 0 | 0.3 | 0.3
3 | 13 | 5 | 1710 | Yes |  |  |  | 0 | 0.45 | 0.45
3 | 13 | 6 | 1711 | Yes |  |  |  | 0 | 0.58 | 0.58
3 | 13 | 7 | 1712 | Yes |  |  |  | 0 | 0.7 | 0.7
3 | 13 | 8 | 1713 | Yes |  |  |  | 0 | 0.85 | 0.85
3 | 13 | 9 | 1714 | Yes |  |  |  | 0 | 1.03 | 1.03
3 | 13 | 10 | 1715 | Yes |  |  |  | 0 | 0.99 | 0.99
3 | 13 | 11 | 1716 | Yes |  |  |  | 0 | 0.92 | 0.92
3 | 13 | 12 | 1717 | Yes |  |  |  | 0 | 0.95 | 0.95
3 | 13 | 13 | 1718 | Yes |  |  |  | 0 | 1 | 1
3 | 13 | 14 | 1719 | Yes |  |  |  | 0 | 1.02 | 1.02
3 | 13 | 15 | 1720 | Yes |  |  |  | 0 | 1.03 | 1.03
3 | 13 | 16 | 1721 | Yes |  |  |  | 0 | 1.05 | 1.05
3 | 13 | 17 | 1722 | Yes |  |  |  | 0 | 0.85 | 0.85
3 | 13 | 18 | 1723 | Yes |  |  |  | 0 | 0.7 | 0.7
3 | 13 | 19 | 1724 | Yes |  |  |  | 0 | 0.55 | 0.55
3 | 13 | 20 | 1725 | Yes |  |  |  | 0 | 0.35 | 0.35
3 | 13 | 21 | 1726 | Yes |  |  |  | 0 | 0.2 | 0.2
3 | 13 | 22 | 1727 | Yes |  |  |  | 0 | 0.2 | 0.2
3 | 13 | 23 | 1728 | Yes |  |  |  | 0 | 0.2 | 0.2
3 | 14 | 0 | 1729 | Saturday |  |  |  | 0 | 0.2 | 0.2
3 | 14 | 1 | 1730 | Saturday |  |  |  | 0 | 0.2 | 0.2
3 | 14 | 2 | 1731 | Saturday |  |  |  | 0 | 0.2 | 0.2
3 | 14 | 3 | 1732 | Saturday |  |  |  | 0 | 0.2 | 0.2
3 | 14 | 4 | 1733 | Saturday |  |  |  | 0 | 0.3 | 0.3
3 | 14 | 5 | 1734 | Saturday |  |  |  | 0 | 0.45 | 0.45
3 | 14 | 6 | 1735 | Saturday |  |  |  | 0 | 0.58 | 0.58
3 | 14 | 7 | 1736 | Saturday |  |  |  | 0 | 0.7 | 0.7
3 | 14 | 8 | 1737 | Saturday |  |  |  | 0 | 0.85 | 0.85
3 | 14 | 9 | 1738 | Saturday |  |  |  | 0 | 1.03 | 1.03
3 | 14 | 10 | 1739 | Saturday |  |  |  | 0 | 0.99 | 0.99
3 | 14 | 11 | 1740 | Saturday |  |  |  | 0 | 0.92 | 0.92
3 | 14 | 12 | 1741 | Saturday |  |  |  | 0 | 0.95 | 0.95
3 | 14 | 13 | 1742 | Saturday |  |  |  | 0 | 1 | 1
3 | 14 | 14 | 1743 | Saturday |  |  |  | 0 | 1.02 | 1.02
3 | 14 | 15 | 1744 | Saturday |  |  |  | 0 | 1.03 | 1.03
3 | 14 | 16 | 1745 | Saturday |  |  |  | 0 | 1.05 | 1.05
3 | 14 | 17 | 1746 | Saturday |  |  |  | 0 | 0.85 | 0.85
3 | 14 | 18 | 1747 | Saturday |  |  |  | 0 | 0.7 | 0.7
3 | 14 | 19 | 1748 | Saturday |  |  |  | 0 | 0.55 | 0.55
3 | 14 | 20 | 1749 | Saturday |  |  |  | 0 | 0.35 | 0.35
3 | 14 | 21 | 1750 | Saturday |  |  |  | 0 | 0.2 | 0.2
3 | 14 | 22 | 1751 | Saturday |  |  |  | 0 | 0.2 | 0.2
3 | 14 | 23 | 1752 | Saturday |  |  |  | 0 | 0.2 | 0.2
3 | 15 | 0 | 1753 | Sunday |  |  |  | 0 | 0.2 | 0.2
3 | 15 | 1 | 1754 | Sunday |  |  |  | 0 | 0.2 | 0.2
3 | 15 | 2 | 1755 | Sunday |  |  |  | 0 | 0.2 | 0.2
3 | 15 | 3 | 1756 | Sunday |  |  |  | 0 | 0.2 | 0.2
3 | 15 | 4 | 1757 | Sunday |  |  |  | 0 | 0.3 | 0.3
3 | 15 | 5 | 1758 | Sunday |  |  |  | 0 | 0.45 | 0.45
3 | 15 | 6 | 1759 | Sunday |  |  |  | 0 | 0.58 | 0.58
3 | 15 | 7 | 1760 | Sunday |  |  |  | 0 | 0.7 | 0.7
3 | 15 | 8 | 1761 | Sunday |  |  |  | 0 | 0.85 | 0.85
3 | 15 | 9 | 1762 | Sunday |  |  |  | 0 | 1.03 | 1.03
3 | 15 | 10 | 1763 | Sunday |  |  |  | 0 | 0.99 | 0.99
3 | 15 | 11 | 1764 | Sunday |  |  |  | 0 | 0.92 | 0.92
3 | 15 | 12 | 1765 | Sunday |  |  |  | 0 | 0.95 | 0.95
3 | 15 | 13 | 1766 | Sunday |  |  |  | 0 | 1 | 1
3 | 15 | 14 | 1767 | Sunday |  |  |  | 0 | 1.02 | 1.02
3 | 15 | 15 | 1768 | Sunday |  |  |  | 0 | 1.03 | 1.03
3 | 15 | 16 | 1769 | Sunday |  |  |  | 0 | 1.05 | 1.05
3 | 15 | 17 | 1770 | Sunday |  |  |  | 0 | 0.85 | 0.85
3 | 15 | 18 | 1771 | Sunday |  |  |  | 0 | 0.7 | 0.7
3 | 15 | 19 | 1772 | Sunday |  |  |  | 0 | 0.55 | 0.55
3 | 15 | 20 | 1773 | Sunday |  |  |  | 0 | 0.35 | 0.35
3 | 15 | 21 | 1774 | Sunday |  |  |  | 0 | 0.2 | 0.2
3 | 15 | 22 | 1775 | Sunday |  |  |  | 0 | 0.2 | 0.2
3 | 15 | 23 | 1776 | Sunday |  |  |  | 0 | 0.2 | 0.2
3 | 16 | 0 | 1777 | Yes |  |  |  | 0 | 0.2 | 0.2
3 | 16 | 1 | 1778 | Yes |  |  |  | 0 | 0.2 | 0.2
3 | 16 | 2 | 1779 | Yes |  |  |  | 0 | 0.2 | 0.2
3 | 16 | 3 | 1780 | Yes |  |  |  | 0 | 0.2 | 0.2
3 | 16 | 4 | 1781 | Yes |  |  |  | 0 | 0.3 | 0.3
3 | 16 | 5 | 1782 | Yes |  |  |  | 0 | 0.45 | 0.45
3 | 16 | 6 | 1783 | Yes |  |  |  | 0 | 0.58 | 0.58
3 | 16 | 7 | 1784 | Yes |  |  |  | 0 | 0.7 | 0.7
3 | 16 | 8 | 1785 | Yes |  |  |  | 0 | 0.85 | 0.85
3 | 16 | 9 | 1786 | Yes |  |  |  | 0 | 1.03 | 1.03
3 | 16 | 10 | 1787 | Yes |  |  |  | 0 | 0.99 | 0.99
3 | 16 | 11 | 1788 | Yes |  |  |  | 0 | 0.92 | 0.92
3 | 16 | 12 | 1789 | Yes |  |  |  | 0 | 0.95 | 0.95
3 | 16 | 13 | 1790 | Yes |  |  |  | 0 | 1 | 1
3 | 16 | 14 | 1791 | Yes |  |  |  | 0 | 1.02 | 1.02
3 | 16 | 15 | 1792 | Yes |  |  |  | 0 | 1.03 | 1.03
3 | 16 | 16 | 1793 | Yes |  |  |  | 0 | 1.05 | 1.05
3 | 16 | 17 | 1794 | Yes |  |  |  | 0 | 0.85 | 0.85
3 | 16 | 18 | 1795 | Yes |  |  |  | 0 | 0.7 | 0.7
3 | 16 | 19 | 1796 | Yes |  |  |  | 0 | 0.55 | 0.55
3 | 16 | 20 | 1797 | Yes |  |  |  | 0 | 0.35 | 0.35
3 | 16 | 21 | 1798 | Yes |  |  |  | 0 | 0.2 | 0.2
3 | 16 | 22 | 1799 | Yes |  |  |  | 0 | 0.2 | 0.2
3 | 16 | 23 | 1800 | Yes |  |  |  | 0 | 0.2 | 0.2
3 | 17 | 0 | 1801 | Yes |  |  |  | 0 | 0.2 | 0.2
3 | 17 | 1 | 1802 | Yes |  |  |  | 0 | 0.2 | 0.2
3 | 17 | 2 | 1803 | Yes |  |  |  | 0 | 0.2 | 0.2
3 | 17 | 3 | 1804 | Yes |  |  |  | 0 | 0.2 | 0.2
3 | 17 | 4 | 1805 | Yes |  |  |  | 0 | 0.3 | 0.3
3 | 17 | 5 | 1806 | Yes |  |  |  | 0 | 0.45 | 0.45
3 | 17 | 6 | 1807 | Yes |  |  |  | 0 | 0.58 | 0.58
3 | 17 | 7 | 1808 | Yes |  |  |  | 0 | 0.7 | 0.7
3 | 17 | 8 | 1809 | Yes |  |  |  | 0 | 0.85 | 0.85
3 | 17 | 9 | 1810 | Yes |  |  |  | 0 | 1.03 | 1.03
3 | 17 | 10 | 1811 | Yes |  |  |  | 0 | 0.99 | 0.99
3 | 17 | 11 | 1812 | Yes |  |  |  | 0 | 0.92 | 0.92
3 | 17 | 12 | 1813 | Yes |  |  |  | 0 | 0.95 | 0.95
3 | 17 | 13 | 1814 | Yes |  |  |  | 0 | 1 | 1
3 | 17 | 14 | 1815 | Yes |  |  |  | 0 | 1.02 | 1.02
3 | 17 | 15 | 1816 | Yes |  |  |  | 0 | 1.03 | 1.03
3 | 17 | 16 | 1817 | Yes |  |  |  | 0 | 1.05 | 1.05
3 | 17 | 17 | 1818 | Yes |  |  |  | 0 | 0.85 | 0.85
3 | 17 | 18 | 1819 | Yes |  |  |  | 0 | 0.7 | 0.7
3 | 17 | 19 | 1820 | Yes |  |  |  | 0 | 0.55 | 0.55
3 | 17 | 20 | 1821 | Yes |  |  |  | 0 | 0.35 | 0.35
3 | 17 | 21 | 1822 | Yes |  |  |  | 0 | 0.2 | 0.2
3 | 17 | 22 | 1823 | Yes |  |  |  | 0 | 0.2 | 0.2
3 | 17 | 23 | 1824 | Yes |  |  |  | 0 | 0.2 | 0.2
3 | 18 | 0 | 1825 | Yes |  |  |  | 0 | 0.2 | 0.2
3 | 18 | 1 | 1826 | Yes |  |  |  | 0 | 0.2 | 0.2
3 | 18 | 2 | 1827 | Yes |  |  |  | 0 | 0.2 | 0.2
3 | 18 | 3 | 1828 | Yes |  |  |  | 0 | 0.2 | 0.2
3 | 18 | 4 | 1829 | Yes |  |  |  | 0 | 0.3 | 0.3
3 | 18 | 5 | 1830 | Yes |  |  |  | 0 | 0.45 | 0.45
3 | 18 | 6 | 1831 | Yes |  |  |  | 0 | 0.58 | 0.58
3 | 18 | 7 | 1832 | Yes |  |  |  | 0 | 0.7 | 0.7
3 | 18 | 8 | 1833 | Yes |  |  |  | 0 | 0.85 | 0.85
3 | 18 | 9 | 1834 | Yes |  |  |  | 0 | 1.03 | 1.03
3 | 18 | 10 | 1835 | Yes |  |  |  | 0 | 0.99 | 0.99
3 | 18 | 11 | 1836 | Yes |  |  |  | 0 | 0.92 | 0.92
3 | 18 | 12 | 1837 | Yes |  |  |  | 0 | 0.95 | 0.95
3 | 18 | 13 | 1838 | Yes |  |  |  | 0 | 1 | 1
3 | 18 | 14 | 1839 | Yes |  |  |  | 0 | 1.02 | 1.02
3 | 18 | 15 | 1840 | Yes |  |  |  | 0 | 1.03 | 1.03
3 | 18 | 16 | 1841 | Yes |  |  |  | 0 | 1.05 | 1.05
3 | 18 | 17 | 1842 | Yes |  |  |  | 0 | 0.85 | 0.85
3 | 18 | 18 | 1843 | Yes |  |  |  | 0 | 0.7 | 0.7
3 | 18 | 19 | 1844 | Yes |  |  |  | 0 | 0.55 | 0.55
3 | 18 | 20 | 1845 | Yes |  |  |  | 0 | 0.35 | 0.35
3 | 18 | 21 | 1846 | Yes |  |  |  | 0 | 0.2 | 0.2
3 | 18 | 22 | 1847 | Yes |  |  |  | 0 | 0.2 | 0.2
3 | 18 | 23 | 1848 | Yes |  |  |  | 0 | 0.2 | 0.2
3 | 19 | 0 | 1849 | Yes |  |  |  | 0 | 0.2 | 0.2
3 | 19 | 1 | 1850 | Yes |  |  |  | 0 | 0.2 | 0.2
3 | 19 | 2 | 1851 | Yes |  |  |  | 0 | 0.2 | 0.2
3 | 19 | 3 | 1852 | Yes |  |  |  | 0 | 0.2 | 0.2
3 | 19 | 4 | 1853 | Yes |  |  |  | 0 | 0.3 | 0.3
3 | 19 | 5 | 1854 | Yes |  |  |  | 0 | 0.45 | 0.45
3 | 19 | 6 | 1855 | Yes |  |  |  | 0 | 0.58 | 0.58
3 | 19 | 7 | 1856 | Yes |  |  |  | 0 | 0.7 | 0.7
3 | 19 | 8 | 1857 | Yes |  |  |  | 0 | 0.85 | 0.85
3 | 19 | 9 | 1858 | Yes |  |  |  | 0 | 1.03 | 1.03
3 | 19 | 10 | 1859 | Yes |  |  |  | 0 | 0.99 | 0.99
3 | 19 | 11 | 1860 | Yes |  |  |  | 0 | 0.92 | 0.92
3 | 19 | 12 | 1861 | Yes |  |  |  | 0 | 0.95 | 0.95
3 | 19 | 13 | 1862 | Yes |  |  |  | 0 | 1 | 1
3 | 19 | 14 | 1863 | Yes |  |  |  | 0 | 1.02 | 1.02
3 | 19 | 15 | 1864 | Yes |  |  |  | 0 | 1.03 | 1.03
3 | 19 | 16 | 1865 | Yes |  |  |  | 0 | 1.05 | 1.05
3 | 19 | 17 | 1866 | Yes |  |  |  | 0 | 0.85 | 0.85
3 | 19 | 18 | 1867 | Yes |  |  |  | 0 | 0.7 | 0.7
3 | 19 | 19 | 1868 | Yes |  |  |  | 0 | 0.55 | 0.55
3 | 19 | 20 | 1869 | Yes |  |  |  | 0 | 0.35 | 0.35
3 | 19 | 21 | 1870 | Yes |  |  |  | 0 | 0.2 | 0.2
3 | 19 | 22 | 1871 | Yes |  |  |  | 0 | 0.2 | 0.2
3 | 19 | 23 | 1872 | Yes |  |  |  | 0 | 0.2 | 0.2
3 | 20 | 0 | 1873 | Yes |  |  |  | 0 | 0.2 | 0.2
3 | 20 | 1 | 1874 | Yes |  |  |  | 0 | 0.2 | 0.2
3 | 20 | 2 | 1875 | Yes |  |  |  | 0 | 0.2 | 0.2
3 | 20 | 3 | 1876 | Yes |  |  |  | 0 | 0.2 | 0.2
3 | 20 | 4 | 1877 | Yes |  |  |  | 0 | 0.3 | 0.3
3 | 20 | 5 | 1878 | Yes |  |  |  | 0 | 0.45 | 0.45
3 | 20 | 6 | 1879 | Yes |  |  |  | 0 | 0.58 | 0.58
3 | 20 | 7 | 1880 | Yes |  |  |  | 0 | 0.7 | 0.7
3 | 20 | 8 | 1881 | Yes |  |  |  | 0 | 0.85 | 0.85
3 | 20 | 9 | 1882 | Yes |  |  |  | 0 | 1.03 | 1.03
3 | 20 | 10 | 1883 | Yes |  |  |  | 0 | 0.99 | 0.99
3 | 20 | 11 | 1884 | Yes |  |  |  | 0 | 0.92 | 0.92
3 | 20 | 12 | 1885 | Yes |  |  |  | 0 | 0.95 | 0.95
3 | 20 | 13 | 1886 | Yes |  |  |  | 0 | 1 | 1
3 | 20 | 14 | 1887 | Yes |  |  |  | 0 | 1.02 | 1.02
3 | 20 | 15 | 1888 | Yes |  |  |  | 0 | 1.03 | 1.03
3 | 20 | 16 | 1889 | Yes |  |  |  | 0 | 1.05 | 1.05
3 | 20 | 17 | 1890 | Yes |  |  |  | 0 | 0.85 | 0.85
3 | 20 | 18 | 1891 | Yes |  |  |  | 0 | 0.7 | 0.7
3 | 20 | 19 | 1892 | Yes |  |  |  | 0 | 0.55 | 0.55
3 | 20 | 20 | 1893 | Yes |  |  |  | 0 | 0.35 | 0.35
3 | 20 | 21 | 1894 | Yes |  |  |  | 0 | 0.2 | 0.2
3 | 20 | 22 | 1895 | Yes |  |  |  | 0 | 0.2 | 0.2
3 | 20 | 23 | 1896 | Yes |  |  |  | 0 | 0.2 | 0.2
3 | 21 | 0 | 1897 | Saturday |  |  |  | 0 | 0.2 | 0.2
3 | 21 | 1 | 1898 | Saturday |  |  |  | 0 | 0.2 | 0.2
3 | 21 | 2 | 1899 | Saturday |  |  |  | 0 | 0.2 | 0.2
3 | 21 | 3 | 1900 | Saturday |  |  |  | 0 | 0.2 | 0.2
3 | 21 | 4 | 1901 | Saturday |  |  |  | 0 | 0.3 | 0.3
3 | 21 | 5 | 1902 | Saturday |  |  |  | 0 | 0.45 | 0.45
3 | 21 | 6 | 1903 | Saturday |  |  |  | 0 | 0.58 | 0.58
3 | 21 | 7 | 1904 | Saturday |  |  |  | 0 | 0.7 | 0.7
3 | 21 | 8 | 1905 | Saturday |  |  |  | 0 | 0.85 | 0.85
3 | 21 | 9 | 1906 | Saturday |  |  |  | 0 | 1.03 | 1.03
3 | 21 | 10 | 1907 | Saturday |  |  |  | 0 | 0.99 | 0.99
3 | 21 | 11 | 1908 | Saturday |  |  |  | 0 | 0.92 | 0.92
3 | 21 | 12 | 1909 | Saturday |  |  |  | 0 | 0.95 | 0.95
3 | 21 | 13 | 1910 | Saturday |  |  |  | 0 | 1 | 1
3 | 21 | 14 | 1911 | Saturday |  |  |  | 0 | 1.02 | 1.02
3 | 21 | 15 | 1912 | Saturday |  |  |  | 0 | 1.03 | 1.03
3 | 21 | 16 | 1913 | Saturday |  |  |  | 0 | 1.05 | 1.05
3 | 21 | 17 | 1914 | Saturday |  |  |  | 0 | 0.85 | 0.85
3 | 21 | 18 | 1915 | Saturday |  |  |  | 0 | 0.7 | 0.7
3 | 21 | 19 | 1916 | Saturday |  |  |  | 0 | 0.55 | 0.55
3 | 21 | 20 | 1917 | Saturday |  |  |  | 0 | 0.35 | 0.35
3 | 21 | 21 | 1918 | Saturday |  |  |  | 0 | 0.2 | 0.2
3 | 21 | 22 | 1919 | Saturday |  |  |  | 0 | 0.2 | 0.2
3 | 21 | 23 | 1920 | Saturday |  |  |  | 0 | 0.2 | 0.2
3 | 22 | 0 | 1921 | Sunday |  |  |  | 0 | 0.2 | 0.2
3 | 22 | 1 | 1922 | Sunday |  |  |  | 0 | 0.2 | 0.2
3 | 22 | 2 | 1923 | Sunday |  |  |  | 0 | 0.2 | 0.2
3 | 22 | 3 | 1924 | Sunday |  |  |  | 0 | 0.2 | 0.2
3 | 22 | 4 | 1925 | Sunday |  |  |  | 0 | 0.3 | 0.3
3 | 22 | 5 | 1926 | Sunday |  |  |  | 0 | 0.45 | 0.45
3 | 22 | 6 | 1927 | Sunday |  |  |  | 0 | 0.58 | 0.58
3 | 22 | 7 | 1928 | Sunday |  |  |  | 0 | 0.7 | 0.7
3 | 22 | 8 | 1929 | Sunday |  |  |  | 0 | 0.85 | 0.85
3 | 22 | 9 | 1930 | Sunday |  |  |  | 0 | 1.03 | 1.03
3 | 22 | 10 | 1931 | Sunday |  |  |  | 0 | 0.99 | 0.99
3 | 22 | 11 | 1932 | Sunday |  |  |  | 0 | 0.92 | 0.92
3 | 22 | 12 | 1933 | Sunday |  |  |  | 0 | 0.95 | 0.95
3 | 22 | 13 | 1934 | Sunday |  |  |  | 0 | 1 | 1
3 | 22 | 14 | 1935 | Sunday |  |  |  | 0 | 1.02 | 1.02
3 | 22 | 15 | 1936 | Sunday |  |  |  | 0 | 1.03 | 1.03
3 | 22 | 16 | 1937 | Sunday |  |  |  | 0 | 1.05 | 1.05
3 | 22 | 17 | 1938 | Sunday |  |  |  | 0 | 0.85 | 0.85
3 | 22 | 18 | 1939 | Sunday |  |  |  | 0 | 0.7 | 0.7
3 | 22 | 19 | 1940 | Sunday |  |  |  | 0 | 0.55 | 0.55
3 | 22 | 20 | 1941 | Sunday |  |  |  | 0 | 0.35 | 0.35
3 | 22 | 21 | 1942 | Sunday |  |  |  | 0 | 0.2 | 0.2
3 | 22 | 22 | 1943 | Sunday |  |  |  | 0 | 0.2 | 0.2
3 | 22 | 23 | 1944 | Sunday |  |  |  | 0 | 0.2 | 0.2
3 | 23 | 0 | 1945 | Yes |  |  |  | 0 | 0.2 | 0.2
3 | 23 | 1 | 1946 | Yes |  |  |  | 0 | 0.2 | 0.2
3 | 23 | 2 | 1947 | Yes |  |  |  | 0 | 0.2 | 0.2
3 | 23 | 3 | 1948 | Yes |  |  |  | 0 | 0.2 | 0.2
3 | 23 | 4 | 1949 | Yes |  |  |  | 0 | 0.3 | 0.3
3 | 23 | 5 | 1950 | Yes |  |  |  | 0 | 0.45 | 0.45
3 | 23 | 6 | 1951 | Yes |  |  |  | 0 | 0.58 | 0.58
3 | 23 | 7 | 1952 | Yes |  |  |  | 0 | 0.7 | 0.7
3 | 23 | 8 | 1953 | Yes |  |  |  | 0 | 0.85 | 0.85
3 | 23 | 9 | 1954 | Yes |  |  |  | 0 | 1.03 | 1.03
3 | 23 | 10 | 1955 | Yes |  |  |  | 0 | 0.99 | 0.99
3 | 23 | 11 | 1956 | Yes |  |  |  | 0 | 0.92 | 0.92
3 | 23 | 12 | 1957 | Yes |  |  |  | 0 | 0.95 | 0.95
3 | 23 | 13 | 1958 | Yes |  |  |  | 0 | 1 | 1
3 | 23 | 14 | 1959 | Yes |  |  |  | 0 | 1.02 | 1.02
3 | 23 | 15 | 1960 | Yes |  |  |  | 0 | 1.03 | 1.03
3 | 23 | 16 | 1961 | Yes |  |  |  | 0 | 1.05 | 1.05
3 | 23 | 17 | 1962 | Yes |  |  |  | 0 | 0.85 | 0.85
3 | 23 | 18 | 1963 | Yes |  |  |  | 0 | 0.7 | 0.7
3 | 23 | 19 | 1964 | Yes |  |  |  | 0 | 0.55 | 0.55
3 | 23 | 20 | 1965 | Yes |  |  |  | 0 | 0.35 | 0.35
3 | 23 | 21 | 1966 | Yes |  |  |  | 0 | 0.2 | 0.2
3 | 23 | 22 | 1967 | Yes |  |  |  | 0 | 0.2 | 0.2
3 | 23 | 23 | 1968 | Yes |  |  |  | 0 | 0.2 | 0.2
3 | 24 | 0 | 1969 | Yes |  |  |  | 0 | 0.2 | 0.2
3 | 24 | 1 | 1970 | Yes |  |  |  | 0 | 0.2 | 0.2
3 | 24 | 2 | 1971 | Yes |  |  |  | 0 | 0.2 | 0.2
3 | 24 | 3 | 1972 | Yes |  |  |  | 0 | 0.2 | 0.2
3 | 24 | 4 | 1973 | Yes |  |  |  | 0 | 0.3 | 0.3
3 | 24 | 5 | 1974 | Yes |  |  |  | 0 | 0.45 | 0.45
3 | 24 | 6 | 1975 | Yes |  |  |  | 0 | 0.58 | 0.58
3 | 24 | 7 | 1976 | Yes |  |  |  | 0 | 0.7 | 0.7
3 | 24 | 8 | 1977 | Yes |  |  |  | 0 | 0.85 | 0.85
3 | 24 | 9 | 1978 | Yes |  |  |  | 0 | 1.03 | 1.03
3 | 24 | 10 | 1979 | Yes |  |  |  | 0 | 0.99 | 0.99
3 | 24 | 11 | 1980 | Yes |  |  |  | 0 | 0.92 | 0.92
3 | 24 | 12 | 1981 | Yes |  |  |  | 0 | 0.95 | 0.95
3 | 24 | 13 | 1982 | Yes |  |  |  | 0 | 1 | 1
3 | 24 | 14 | 1983 | Yes |  |  |  | 0 | 1.02 | 1.02
3 | 24 | 15 | 1984 | Yes |  |  |  | 0 | 1.03 | 1.03
3 | 24 | 16 | 1985 | Yes |  |  |  | 0 | 1.05 | 1.05
3 | 24 | 17 | 1986 | Yes |  |  |  | 0 | 0.85 | 0.85
3 | 24 | 18 | 1987 | Yes |  |  |  | 0 | 0.7 | 0.7
3 | 24 | 19 | 1988 | Yes |  |  |  | 0 | 0.55 | 0.55
3 | 24 | 20 | 1989 | Yes |  |  |  | 0 | 0.35 | 0.35
3 | 24 | 21 | 1990 | Yes |  |  |  | 0 | 0.2 | 0.2
3 | 24 | 22 | 1991 | Yes |  |  |  | 0 | 0.2 | 0.2
3 | 24 | 23 | 1992 | Yes |  |  |  | 0 | 0.2 | 0.2
3 | 25 | 0 | 1993 | Yes |  |  |  | 0 | 0.2 | 0.2
3 | 25 | 1 | 1994 | Yes |  |  |  | 0 | 0.2 | 0.2
3 | 25 | 2 | 1995 | Yes |  |  |  | 0 | 0.2 | 0.2
3 | 25 | 3 | 1996 | Yes |  |  |  | 0 | 0.2 | 0.2
3 | 25 | 4 | 1997 | Yes |  |  |  | 0 | 0.3 | 0.3
3 | 25 | 5 | 1998 | Yes |  |  |  | 0 | 0.45 | 0.45
3 | 25 | 6 | 1999 | Yes |  |  |  | 0 | 0.58 | 0.58
3 | 25 | 7 | 2000 | Yes |  |  |  | 0 | 0.7 | 0.7
3 | 25 | 8 | 2001 | Yes |  |  |  | 0 | 0.85 | 0.85
3 | 25 | 9 | 2002 | Yes |  |  |  | 0 | 1.03 | 1.03
3 | 25 | 10 | 2003 | Yes |  |  |  | 0 | 0.99 | 0.99
3 | 25 | 11 | 2004 | Yes |  |  |  | 0 | 0.92 | 0.92
3 | 25 | 12 | 2005 | Yes |  |  |  | 0 | 0.95 | 0.95
3 | 25 | 13 | 2006 | Yes |  |  |  | 0 | 1 | 1
3 | 25 | 14 | 2007 | Yes |  |  |  | 0 | 1.02 | 1.02
3 | 25 | 15 | 2008 | Yes |  |  |  | 0 | 1.03 | 1.03
3 | 25 | 16 | 2009 | Yes |  |  |  | 0 | 1.05 | 1.05
3 | 25 | 17 | 2010 | Yes |  |  |  | 0 | 0.85 | 0.85
3 | 25 | 18 | 2011 | Yes |  |  |  | 0 | 0.7 | 0.7
3 | 25 | 19 | 2012 | Yes |  |  |  | 0 | 0.55 | 0.55
3 | 25 | 20 | 2013 | Yes |  |  |  | 0 | 0.35 | 0.35
3 | 25 | 21 | 2014 | Yes |  |  |  | 0 | 0.2 | 0.2
3 | 25 | 22 | 2015 | Yes |  |  |  | 0 | 0.2 | 0.2
3 | 25 | 23 | 2016 | Yes |  |  |  | 0 | 0.2 | 0.2
3 | 26 | 0 | 2017 | Yes |  |  |  | 0 | 0.2 | 0.2
3 | 26 | 1 | 2018 | Yes |  |  |  | 0 | 0.2 | 0.2
3 | 26 | 2 | 2019 | Yes |  |  |  | 0 | 0.2 | 0.2
3 | 26 | 3 | 2020 | Yes |  |  |  | 0 | 0.2 | 0.2
3 | 26 | 4 | 2021 | Yes |  |  |  | 0 | 0.3 | 0.3
3 | 26 | 5 | 2022 | Yes |  |  |  | 0 | 0.45 | 0.45
3 | 26 | 6 | 2023 | Yes |  |  |  | 0 | 0.58 | 0.58
3 | 26 | 7 | 2024 | Yes |  |  |  | 0 | 0.7 | 0.7
3 | 26 | 8 | 2025 | Yes |  |  |  | 0 | 0.85 | 0.85
3 | 26 | 9 | 2026 | Yes |  |  |  | 0 | 1.03 | 1.03
3 | 26 | 10 | 2027 | Yes |  |  |  | 0 | 0.99 | 0.99
3 | 26 | 11 | 2028 | Yes |  |  |  | 0 | 0.92 | 0.92
3 | 26 | 12 | 2029 | Yes |  |  |  | 0 | 0.95 | 0.95
3 | 26 | 13 | 2030 | Yes |  |  |  | 0 | 1 | 1
3 | 26 | 14 | 2031 | Yes |  |  |  | 0 | 1.02 | 1.02
3 | 26 | 15 | 2032 | Yes |  |  |  | 0 | 1.03 | 1.03
3 | 26 | 16 | 2033 | Yes |  |  |  | 0 | 1.05 | 1.05
3 | 26 | 17 | 2034 | Yes |  |  |  | 0 | 0.85 | 0.85
3 | 26 | 18 | 2035 | Yes |  |  |  | 0 | 0.7 | 0.7
3 | 26 | 19 | 2036 | Yes |  |  |  | 0 | 0.55 | 0.55
3 | 26 | 20 | 2037 | Yes |  |  |  | 0 | 0.35 | 0.35
3 | 26 | 21 | 2038 | Yes |  |  |  | 0 | 0.2 | 0.2
3 | 26 | 22 | 2039 | Yes |  |  |  | 0 | 0.2 | 0.2
3 | 26 | 23 | 2040 | Yes |  |  |  | 0 | 0.2 | 0.2
3 | 27 | 0 | 2041 | Yes |  |  |  | 0 | 0.2 | 0.2
3 | 27 | 1 | 2042 | Yes |  |  |  | 0 | 0.2 | 0.2
3 | 27 | 2 | 2043 | Yes |  |  |  | 0 | 0.2 | 0.2
3 | 27 | 3 | 2044 | Yes |  |  |  | 0 | 0.2 | 0.2
3 | 27 | 4 | 2045 | Yes |  |  |  | 0 | 0.3 | 0.3
3 | 27 | 5 | 2046 | Yes |  |  |  | 0 | 0.45 | 0.45
3 | 27 | 6 | 2047 | Yes |  |  |  | 0 | 0.58 | 0.58
3 | 27 | 7 | 2048 | Yes |  |  |  | 0 | 0.7 | 0.7
3 | 27 | 8 | 2049 | Yes |  |  |  | 0 | 0.85 | 0.85
3 | 27 | 9 | 2050 | Yes |  |  |  | 0 | 1.03 | 1.03
3 | 27 | 10 | 2051 | Yes |  |  |  | 0 | 0.99 | 0.99
3 | 27 | 11 | 2052 | Yes |  |  |  | 0 | 0.92 | 0.92
3 | 27 | 12 | 2053 | Yes |  |  |  | 0 | 0.95 | 0.95
3 | 27 | 13 | 2054 | Yes |  |  |  | 0 | 1 | 1
3 | 27 | 14 | 2055 | Yes |  |  |  | 0 | 1.02 | 1.02
3 | 27 | 15 | 2056 | Yes |  |  |  | 0 | 1.03 | 1.03
3 | 27 | 16 | 2057 | Yes |  |  |  | 0 | 1.05 | 1.05
3 | 27 | 17 | 2058 | Yes |  |  |  | 0 | 0.85 | 0.85
3 | 27 | 18 | 2059 | Yes |  |  |  | 0 | 0.7 | 0.7
3 | 27 | 19 | 2060 | Yes |  |  |  | 0 | 0.55 | 0.55
3 | 27 | 20 | 2061 | Yes |  |  |  | 0 | 0.35 | 0.35
3 | 27 | 21 | 2062 | Yes |  |  |  | 0 | 0.2 | 0.2
3 | 27 | 22 | 2063 | Yes |  |  |  | 0 | 0.2 | 0.2
3 | 27 | 23 | 2064 | Yes |  |  |  | 0 | 0.2 | 0.2
3 | 28 | 0 | 2065 | Saturday |  |  |  | 0 | 0.2 | 0.2
3 | 28 | 1 | 2066 | Saturday |  |  |  | 0 | 0.2 | 0.2
3 | 28 | 2 | 2067 | Saturday |  |  |  | 0 | 0.2 | 0.2
3 | 28 | 3 | 2068 | Saturday |  |  |  | 0 | 0.2 | 0.2
3 | 28 | 4 | 2069 | Saturday |  |  |  | 0 | 0.3 | 0.3
3 | 28 | 5 | 2070 | Saturday |  |  |  | 0 | 0.45 | 0.45
3 | 28 | 6 | 2071 | Saturday |  |  |  | 0 | 0.58 | 0.58
3 | 28 | 7 | 2072 | Saturday |  |  |  | 0 | 0.7 | 0.7
3 | 28 | 8 | 2073 | Saturday |  |  |  | 0 | 0.85 | 0.85
3 | 28 | 9 | 2074 | Saturday |  |  |  | 0 | 1.03 | 1.03
3 | 28 | 10 | 2075 | Saturday |  |  |  | 0 | 0.99 | 0.99
3 | 28 | 11 | 2076 | Saturday |  |  |  | 0 | 0.92 | 0.92
3 | 28 | 12 | 2077 | Saturday |  |  |  | 0 | 0.95 | 0.95
3 | 28 | 13 | 2078 | Saturday |  |  |  | 0 | 1 | 1
3 | 28 | 14 | 2079 | Saturday |  |  |  | 0 | 1.02 | 1.02
3 | 28 | 15 | 2080 | Saturday |  |  |  | 0 | 1.03 | 1.03
3 | 28 | 16 | 2081 | Saturday |  |  |  | 0 | 1.05 | 1.05
3 | 28 | 17 | 2082 | Saturday |  |  |  | 0 | 0.85 | 0.85
3 | 28 | 18 | 2083 | Saturday |  |  |  | 0 | 0.7 | 0.7
3 | 28 | 19 | 2084 | Saturday |  |  |  | 0 | 0.55 | 0.55
3 | 28 | 20 | 2085 | Saturday |  |  |  | 0 | 0.35 | 0.35
3 | 28 | 21 | 2086 | Saturday |  |  |  | 0 | 0.2 | 0.2
3 | 28 | 22 | 2087 | Saturday |  |  |  | 0 | 0.2 | 0.2
3 | 28 | 23 | 2088 | Saturday |  |  |  | 0 | 0.2 | 0.2
3 | 29 | 0 | 2089 | Sunday |  |  |  | 0 | 0.2 | 0.2
3 | 29 | 1 | 2090 | Sunday |  |  |  | 0 | 0.2 | 0.2
3 | 29 | 2 | 2091 | Sunday |  |  |  | 0 | 0.2 | 0.2
3 | 29 | 3 | 2092 | Sunday |  |  |  | 0 | 0.2 | 0.2
3 | 29 | 4 | 2093 | Sunday |  |  |  | 0 | 0.3 | 0.3
3 | 29 | 5 | 2094 | Sunday |  |  |  | 0 | 0.45 | 0.45
3 | 29 | 6 | 2095 | Sunday |  |  |  | 0 | 0.58 | 0.58
3 | 29 | 7 | 2096 | Sunday |  |  |  | 0 | 0.7 | 0.7
3 | 29 | 8 | 2097 | Sunday |  |  |  | 0 | 0.85 | 0.85
3 | 29 | 9 | 2098 | Sunday |  |  |  | 0 | 1.03 | 1.03
3 | 29 | 10 | 2099 | Sunday |  |  |  | 0 | 0.99 | 0.99
3 | 29 | 11 | 2100 | Sunday |  |  |  | 0 | 0.92 | 0.92
3 | 29 | 12 | 2101 | Sunday |  |  |  | 0 | 0.95 | 0.95
3 | 29 | 13 | 2102 | Sunday |  |  |  | 0 | 1 | 1
3 | 29 | 14 | 2103 | Sunday |  |  |  | 0 | 1.02 | 1.02
3 | 29 | 15 | 2104 | Sunday |  |  |  | 0 | 1.03 | 1.03
3 | 29 | 16 | 2105 | Sunday |  |  |  | 0 | 1.05 | 1.05
3 | 29 | 17 | 2106 | Sunday |  |  |  | 0 | 0.85 | 0.85
3 | 29 | 18 | 2107 | Sunday |  |  |  | 0 | 0.7 | 0.7
3 | 29 | 19 | 2108 | Sunday |  |  |  | 0 | 0.55 | 0.55
3 | 29 | 20 | 2109 | Sunday |  |  |  | 0 | 0.35 | 0.35
3 | 29 | 21 | 2110 | Sunday |  |  |  | 0 | 0.2 | 0.2
3 | 29 | 22 | 2111 | Sunday |  |  |  | 0 | 0.2 | 0.2
3 | 29 | 23 | 2112 | Sunday |  |  |  | 0 | 0.2 | 0.2
3 | 30 | 0 | 2113 | Yes |  |  |  | 0 | 0.2 | 0.2
3 | 30 | 1 | 2114 | Yes |  |  |  | 0 | 0.2 | 0.2
3 | 30 | 2 | 2115 | Yes |  |  |  | 0 | 0.2 | 0.2
3 | 30 | 3 | 2116 | Yes |  |  |  | 0 | 0.2 | 0.2
3 | 30 | 4 | 2117 | Yes |  |  |  | 0 | 0.3 | 0.3
3 | 30 | 5 | 2118 | Yes |  |  |  | 0 | 0.45 | 0.45
3 | 30 | 6 | 2119 | Yes |  |  |  | 0 | 0.58 | 0.58
3 | 30 | 7 | 2120 | Yes |  |  |  | 0 | 0.7 | 0.7
3 | 30 | 8 | 2121 | Yes |  |  |  | 0 | 0.85 | 0.85
3 | 30 | 9 | 2122 | Yes |  |  |  | 0 | 1.03 | 1.03
3 | 30 | 10 | 2123 | Yes |  |  |  | 0 | 0.99 | 0.99
3 | 30 | 11 | 2124 | Yes |  |  |  | 0 | 0.92 | 0.92
3 | 30 | 12 | 2125 | Yes |  |  |  | 0 | 0.95 | 0.95
3 | 30 | 13 | 2126 | Yes |  |  |  | 0 | 1 | 1
3 | 30 | 14 | 2127 | Yes |  |  |  | 0 | 1.02 | 1.02
3 | 30 | 15 | 2128 | Yes |  |  |  | 0 | 1.03 | 1.03
3 | 30 | 16 | 2129 | Yes |  |  |  | 0 | 1.05 | 1.05
3 | 30 | 17 | 2130 | Yes |  |  |  | 0 | 0.85 | 0.85
3 | 30 | 18 | 2131 | Yes |  |  |  | 0 | 0.7 | 0.7
3 | 30 | 19 | 2132 | Yes |  |  |  | 0 | 0.55 | 0.55
3 | 30 | 20 | 2133 | Yes |  |  |  | 0 | 0.35 | 0.35
3 | 30 | 21 | 2134 | Yes |  |  |  | 0 | 0.2 | 0.2
3 | 30 | 22 | 2135 | Yes |  |  |  | 0 | 0.2 | 0.2
3 | 30 | 23 | 2136 | Yes |  |  |  | 0 | 0.2 | 0.2
3 | 31 | 0 | 2137 | Yes |  |  |  | 0 | 0.2 | 0.2
3 | 31 | 1 | 2138 | Yes |  |  |  | 0 | 0.2 | 0.2
3 | 31 | 2 | 2139 | Yes |  |  |  | 0 | 0.2 | 0.2
3 | 31 | 3 | 2140 | Yes |  |  |  | 0 | 0.2 | 0.2
3 | 31 | 4 | 2141 | Yes |  |  |  | 0 | 0.3 | 0.3
3 | 31 | 5 | 2142 | Yes |  |  |  | 0 | 0.45 | 0.45
3 | 31 | 6 | 2143 | Yes |  |  |  | 0 | 0.58 | 0.58
3 | 31 | 7 | 2144 | Yes |  |  |  | 0 | 0.7 | 0.7
3 | 31 | 8 | 2145 | Yes |  |  |  | 0 | 0.85 | 0.85
3 | 31 | 9 | 2146 | Yes |  |  |  | 0 | 1.03 | 1.03
3 | 31 | 10 | 2147 | Yes |  |  |  | 0 | 0.99 | 0.99
3 | 31 | 11 | 2148 | Yes |  |  |  | 0 | 0.92 | 0.92
3 | 31 | 12 | 2149 | Yes |  |  |  | 0 | 0.95 | 0.95
3 | 31 | 13 | 2150 | Yes |  |  |  | 0 | 1 | 1
3 | 31 | 14 | 2151 | Yes |  |  |  | 0 | 1.02 | 1.02
3 | 31 | 15 | 2152 | Yes |  |  |  | 0 | 1.03 | 1.03
3 | 31 | 16 | 2153 | Yes |  |  |  | 0 | 1.05 | 1.05
3 | 31 | 17 | 2154 | Yes |  |  |  | 0 | 0.85 | 0.85
3 | 31 | 18 | 2155 | Yes |  |  |  | 0 | 0.7 | 0.7
3 | 31 | 19 | 2156 | Yes |  |  |  | 0 | 0.55 | 0.55
3 | 31 | 20 | 2157 | Yes |  |  |  | 0 | 0.35 | 0.35
3 | 31 | 21 | 2158 | Yes |  |  |  | 0 | 0.2 | 0.2
3 | 31 | 22 | 2159 | Yes |  |  |  | 0 | 0.2 | 0.2
3 | 31 | 23 | 2160 | Yes |  |  |  | 0 | 0.2 | 0.2
4 | 1 | 0 | 2161 | Sunday |  |  |  | 0 | 0.2 | 0.2
4 | 1 | 1 | 2162 | Sunday |  |  |  | 0 | 0.2 | 0.2
4 | 1 | 2 | 2163 | Sunday |  |  |  | 0 | 0.2 | 0.2
4 | 1 | 3 | 2164 | Sunday |  |  |  | 0 | 0.2 | 0.2
4 | 1 | 4 | 2165 | Sunday |  |  |  | 0 | 0.3 | 0.3
4 | 1 | 5 | 2166 | Sunday |  |  |  | 0 | 0.45 | 0.45
4 | 1 | 6 | 2167 | Sunday |  |  |  | 0 | 0.58 | 0.58
4 | 1 | 7 | 2168 | Sunday |  |  |  | 0 | 0.7 | 0.7
4 | 1 | 8 | 2169 | Sunday |  |  |  | 0 | 0.85 | 0.85
4 | 1 | 9 | 2170 | Sunday |  |  |  | 0 | 1.03 | 1.03
4 | 1 | 10 | 2171 | Sunday |  |  |  | 0 | 0.99 | 0.99
4 | 1 | 11 | 2172 | Sunday |  |  |  | 0 | 0.92 | 0.92
4 | 1 | 12 | 2173 | Sunday |  |  |  | 0 | 0.95 | 0.95
4 | 1 | 13 | 2174 | Sunday |  |  |  | 0 | 1 | 1
4 | 1 | 14 | 2175 | Sunday |  |  |  | 0 | 1.02 | 1.02
4 | 1 | 15 | 2176 | Sunday |  |  |  | 0 | 1.03 | 1.03
4 | 1 | 16 | 2177 | Sunday |  |  |  | 0 | 1.05 | 1.05
4 | 1 | 17 | 2178 | Sunday |  |  |  | 0 | 0.85 | 0.85
4 | 1 | 18 | 2179 | Sunday |  |  |  | 0 | 0.7 | 0.7
4 | 1 | 19 | 2180 | Sunday |  |  |  | 0 | 0.55 | 0.55
4 | 1 | 20 | 2181 | Sunday |  |  |  | 0 | 0.35 | 0.35
4 | 1 | 21 | 2182 | Sunday |  |  |  | 0 | 0.2 | 0.2
4 | 1 | 22 | 2183 | Sunday |  |  |  | 0 | 0.2 | 0.2
4 | 1 | 23 | 2184 | Sunday |  |  |  | 0 | 0.2 | 0.2
4 | 2 | 0 | 2185 | Yes |  |  |  | 0 | 0.2 | 0.2
4 | 2 | 1 | 2186 | Yes |  |  |  | 0 | 0.2 | 0.2
4 | 2 | 2 | 2187 | Yes |  |  |  | 0 | 0.2 | 0.2
4 | 2 | 3 | 2188 | Yes |  |  |  | 0 | 0.2 | 0.2
4 | 2 | 4 | 2189 | Yes |  |  |  | 0 | 0.3 | 0.3
4 | 2 | 5 | 2190 | Yes |  |  |  | 0 | 0.45 | 0.45
4 | 2 | 6 | 2191 | Yes |  |  |  | 0 | 0.58 | 0.58
4 | 2 | 7 | 2192 | Yes |  |  |  | 0 | 0.7 | 0.7
4 | 2 | 8 | 2193 | Yes |  |  |  | 0 | 0.85 | 0.85
4 | 2 | 9 | 2194 | Yes |  |  |  | 0 | 1.03 | 1.03
4 | 2 | 10 | 2195 | Yes |  |  |  | 0 | 0.99 | 0.99
4 | 2 | 11 | 2196 | Yes |  |  |  | 0 | 0.92 | 0.92
4 | 2 | 12 | 2197 | Yes |  |  |  | 0 | 0.95 | 0.95
4 | 2 | 13 | 2198 | Yes |  |  |  | 0 | 1 | 1
4 | 2 | 14 | 2199 | Yes |  |  |  | 0 | 1.02 | 1.02
4 | 2 | 15 | 2200 | Yes |  |  |  | 0 | 1.03 | 1.03
4 | 2 | 16 | 2201 | Yes |  |  |  | 0 | 1.05 | 1.05
4 | 2 | 17 | 2202 | Yes |  |  |  | 0 | 0.85 | 0.85
4 | 2 | 18 | 2203 | Yes |  |  |  | 0 | 0.7 | 0.7
4 | 2 | 19 | 2204 | Yes |  |  |  | 0 | 0.55 | 0.55
4 | 2 | 20 | 2205 | Yes |  |  |  | 0 | 0.35 | 0.35
4 | 2 | 21 | 2206 | Yes |  |  |  | 0 | 0.2 | 0.2
4 | 2 | 22 | 2207 | Yes |  |  |  | 0 | 0.2 | 0.2
4 | 2 | 23 | 2208 | Yes |  |  |  | 0 | 0.2 | 0.2
4 | 3 | 0 | 2209 | Yes |  |  |  | 0 | 0.2 | 0.2
4 | 3 | 1 | 2210 | Yes |  |  |  | 0 | 0.2 | 0.2
4 | 3 | 2 | 2211 | Yes |  |  |  | 0 | 0.2 | 0.2
4 | 3 | 3 | 2212 | Yes |  |  |  | 0 | 0.2 | 0.2
4 | 3 | 4 | 2213 | Yes |  |  |  | 0 | 0.3 | 0.3
4 | 3 | 5 | 2214 | Yes |  |  |  | 0 | 0.45 | 0.45
4 | 3 | 6 | 2215 | Yes |  |  |  | 0 | 0.58 | 0.58
4 | 3 | 7 | 2216 | Yes |  |  |  | 0 | 0.7 | 0.7
4 | 3 | 8 | 2217 | Yes |  |  |  | 0 | 0.85 | 0.85
4 | 3 | 9 | 2218 | Yes |  |  |  | 0 | 1.03 | 1.03
4 | 3 | 10 | 2219 | Yes |  |  |  | 0 | 0.99 | 0.99
4 | 3 | 11 | 2220 | Yes |  |  |  | 0 | 0.92 | 0.92
4 | 3 | 12 | 2221 | Yes |  |  |  | 0 | 0.95 | 0.95
4 | 3 | 13 | 2222 | Yes |  |  |  | 0 | 1 | 1
4 | 3 | 14 | 2223 | Yes |  |  |  | 0 | 1.02 | 1.02
4 | 3 | 15 | 2224 | Yes |  |  |  | 0 | 1.03 | 1.03
4 | 3 | 16 | 2225 | Yes |  |  |  | 0 | 1.05 | 1.05
4 | 3 | 17 | 2226 | Yes |  |  |  | 0 | 0.85 | 0.85
4 | 3 | 18 | 2227 | Yes |  |  |  | 0 | 0.7 | 0.7
4 | 3 | 19 | 2228 | Yes |  |  |  | 0 | 0.55 | 0.55
4 | 3 | 20 | 2229 | Yes |  |  |  | 0 | 0.35 | 0.35
4 | 3 | 21 | 2230 | Yes |  |  |  | 0 | 0.2 | 0.2
4 | 3 | 22 | 2231 | Yes |  |  |  | 0 | 0.2 | 0.2
4 | 3 | 23 | 2232 | Yes |  |  |  | 0 | 0.2 | 0.2
4 | 4 | 0 | 2233 | Yes |  |  |  | 0 | 0.2 | 0.2
4 | 4 | 1 | 2234 | Yes |  |  |  | 0 | 0.2 | 0.2
4 | 4 | 2 | 2235 | Yes |  |  |  | 0 | 0.2 | 0.2
4 | 4 | 3 | 2236 | Yes |  |  |  | 0 | 0.2 | 0.2
4 | 4 | 4 | 2237 | Yes |  |  |  | 0 | 0.3 | 0.3
4 | 4 | 5 | 2238 | Yes |  |  |  | 0 | 0.45 | 0.45
4 | 4 | 6 | 2239 | Yes |  |  |  | 0 | 0.58 | 0.58
4 | 4 | 7 | 2240 | Yes |  |  |  | 0 | 0.7 | 0.7
4 | 4 | 8 | 2241 | Yes |  |  |  | 0 | 0.85 | 0.85
4 | 4 | 9 | 2242 | Yes |  |  |  | 0 | 1.03 | 1.03
4 | 4 | 10 | 2243 | Yes |  |  |  | 0 | 0.99 | 0.99
4 | 4 | 11 | 2244 | Yes |  |  |  | 0 | 0.92 | 0.92
4 | 4 | 12 | 2245 | Yes |  |  |  | 0 | 0.95 | 0.95
4 | 4 | 13 | 2246 | Yes |  |  |  | 0 | 1 | 1
4 | 4 | 14 | 2247 | Yes |  |  |  | 0 | 1.02 | 1.02
4 | 4 | 15 | 2248 | Yes |  |  |  | 0 | 1.03 | 1.03
4 | 4 | 16 | 2249 | Yes |  |  |  | 0 | 1.05 | 1.05
4 | 4 | 17 | 2250 | Yes |  |  |  | 0 | 0.85 | 0.85
4 | 4 | 18 | 2251 | Yes |  |  |  | 0 | 0.7 | 0.7
4 | 4 | 19 | 2252 | Yes |  |  |  | 0 | 0.55 | 0.55
4 | 4 | 20 | 2253 | Yes |  |  |  | 0 | 0.35 | 0.35
4 | 4 | 21 | 2254 | Yes |  |  |  | 0 | 0.2 | 0.2
4 | 4 | 22 | 2255 | Yes |  |  |  | 0 | 0.2 | 0.2
4 | 4 | 23 | 2256 | Yes |  |  |  | 0 | 0.2 | 0.2
4 | 5 | 0 | 2257 | Yes |  |  |  | 0 | 0.2 | 0.2
4 | 5 | 1 | 2258 | Yes |  |  |  | 0 | 0.2 | 0.2
4 | 5 | 2 | 2259 | Yes |  |  |  | 0 | 0.2 | 0.2
4 | 5 | 3 | 2260 | Yes |  |  |  | 0 | 0.2 | 0.2
4 | 5 | 4 | 2261 | Yes |  |  |  | 0 | 0.3 | 0.3
4 | 5 | 5 | 2262 | Yes |  |  |  | 0 | 0.45 | 0.45
4 | 5 | 6 | 2263 | Yes |  |  |  | 0 | 0.58 | 0.58
4 | 5 | 7 | 2264 | Yes |  |  |  | 0 | 0.7 | 0.7
4 | 5 | 8 | 2265 | Yes |  |  |  | 0 | 0.85 | 0.85
4 | 5 | 9 | 2266 | Yes |  |  |  | 0 | 1.03 | 1.03
4 | 5 | 10 | 2267 | Yes |  |  |  | 0 | 0.99 | 0.99
4 | 5 | 11 | 2268 | Yes |  |  |  | 0 | 0.92 | 0.92
4 | 5 | 12 | 2269 | Yes |  |  |  | 0 | 0.95 | 0.95
4 | 5 | 13 | 2270 | Yes |  |  |  | 0 | 1 | 1
4 | 5 | 14 | 2271 | Yes |  |  |  | 0 | 1.02 | 1.02
4 | 5 | 15 | 2272 | Yes |  |  |  | 0 | 1.03 | 1.03
4 | 5 | 16 | 2273 | Yes |  |  |  | 0 | 1.05 | 1.05
4 | 5 | 17 | 2274 | Yes |  |  |  | 0 | 0.85 | 0.85
4 | 5 | 18 | 2275 | Yes |  |  |  | 0 | 0.7 | 0.7
4 | 5 | 19 | 2276 | Yes |  |  |  | 0 | 0.55 | 0.55
4 | 5 | 20 | 2277 | Yes |  |  |  | 0 | 0.35 | 0.35
4 | 5 | 21 | 2278 | Yes |  |  |  | 0 | 0.2 | 0.2
4 | 5 | 22 | 2279 | Yes |  |  |  | 0 | 0.2 | 0.2
4 | 5 | 23 | 2280 | Yes |  |  |  | 0 | 0.2 | 0.2
4 | 6 | 0 | 2281 | Yes |  |  |  | 0 | 0.2 | 0.2
4 | 6 | 1 | 2282 | Yes |  |  |  | 0 | 0.2 | 0.2
4 | 6 | 2 | 2283 | Yes |  |  |  | 0 | 0.2 | 0.2
4 | 6 | 3 | 2284 | Yes |  |  |  | 0 | 0.2 | 0.2
4 | 6 | 4 | 2285 | Yes |  |  |  | 0 | 0.3 | 0.3
4 | 6 | 5 | 2286 | Yes |  |  |  | 0 | 0.45 | 0.45
4 | 6 | 6 | 2287 | Yes |  |  |  | 0 | 0.58 | 0.58
4 | 6 | 7 | 2288 | Yes |  |  |  | 0 | 0.7 | 0.7
4 | 6 | 8 | 2289 | Yes |  |  |  | 0 | 0.85 | 0.85
4 | 6 | 9 | 2290 | Yes |  |  |  | 0 | 1.03 | 1.03
4 | 6 | 10 | 2291 | Yes |  |  |  | 0 | 0.99 | 0.99
4 | 6 | 11 | 2292 | Yes |  |  |  | 0 | 0.92 | 0.92
4 | 6 | 12 | 2293 | Yes |  |  |  | 0 | 0.95 | 0.95
4 | 6 | 13 | 2294 | Yes |  |  |  | 0 | 1 | 1
4 | 6 | 14 | 2295 | Yes |  |  |  | 0 | 1.02 | 1.02
4 | 6 | 15 | 2296 | Yes |  |  |  | 0 | 1.03 | 1.03
4 | 6 | 16 | 2297 | Yes |  |  |  | 0 | 1.05 | 1.05
4 | 6 | 17 | 2298 | Yes |  |  |  | 0 | 0.85 | 0.85
4 | 6 | 18 | 2299 | Yes |  |  |  | 0 | 0.7 | 0.7
4 | 6 | 19 | 2300 | Yes |  |  |  | 0 | 0.55 | 0.55
4 | 6 | 20 | 2301 | Yes |  |  |  | 0 | 0.35 | 0.35
4 | 6 | 21 | 2302 | Yes |  |  |  | 0 | 0.2 | 0.2
4 | 6 | 22 | 2303 | Yes |  |  |  | 0 | 0.2 | 0.2
4 | 6 | 23 | 2304 | Yes |  |  |  | 0 | 0.2 | 0.2
4 | 7 | 0 | 2305 | Saturday |  |  |  | 0 | 0.2 | 0.2
4 | 7 | 1 | 2306 | Saturday |  |  |  | 0 | 0.2 | 0.2
4 | 7 | 2 | 2307 | Saturday |  |  |  | 0 | 0.2 | 0.2
4 | 7 | 3 | 2308 | Saturday |  |  |  | 0 | 0.2 | 0.2
4 | 7 | 4 | 2309 | Saturday |  |  |  | 0 | 0.3 | 0.3
4 | 7 | 5 | 2310 | Saturday |  |  |  | 0 | 0.45 | 0.45
4 | 7 | 6 | 2311 | Saturday |  |  |  | 0 | 0.58 | 0.58
4 | 7 | 7 | 2312 | Saturday |  |  |  | 0 | 0.7 | 0.7
4 | 7 | 8 | 2313 | Saturday |  |  |  | 0 | 0.85 | 0.85
4 | 7 | 9 | 2314 | Saturday |  |  |  | 0 | 1.03 | 1.03
4 | 7 | 10 | 2315 | Saturday |  |  |  | 0 | 0.99 | 0.99
4 | 7 | 11 | 2316 | Saturday |  |  |  | 0 | 0.92 | 0.92
4 | 7 | 12 | 2317 | Saturday |  |  |  | 0 | 0.95 | 0.95
4 | 7 | 13 | 2318 | Saturday |  |  |  | 0 | 1 | 1
4 | 7 | 14 | 2319 | Saturday |  |  |  | 0 | 1.02 | 1.02
4 | 7 | 15 | 2320 | Saturday |  |  |  | 0 | 1.03 | 1.03
4 | 7 | 16 | 2321 | Saturday |  |  |  | 0 | 1.05 | 1.05
4 | 7 | 17 | 2322 | Saturday |  |  |  | 0 | 0.85 | 0.85
4 | 7 | 18 | 2323 | Saturday |  |  |  | 0 | 0.7 | 0.7
4 | 7 | 19 | 2324 | Saturday |  |  |  | 0 | 0.55 | 0.55
4 | 7 | 20 | 2325 | Saturday |  |  |  | 0 | 0.35 | 0.35
4 | 7 | 21 | 2326 | Saturday |  |  |  | 0 | 0.2 | 0.2
4 | 7 | 22 | 2327 | Saturday |  |  |  | 0 | 0.2 | 0.2
4 | 7 | 23 | 2328 | Saturday |  |  |  | 0 | 0.2 | 0.2
4 | 8 | 0 | 2329 | Sunday |  |  |  | 0 | 0.2 | 0.2
4 | 8 | 1 | 2330 | Sunday |  |  |  | 0 | 0.2 | 0.2
4 | 8 | 2 | 2331 | Sunday |  |  |  | 0 | 0.2 | 0.2
4 | 8 | 3 | 2332 | Sunday |  |  |  | 0 | 0.2 | 0.2
4 | 8 | 4 | 2333 | Sunday |  |  |  | 0 | 0.3 | 0.3
4 | 8 | 5 | 2334 | Sunday |  |  |  | 0 | 0.45 | 0.45
4 | 8 | 6 | 2335 | Sunday |  |  |  | 0 | 0.58 | 0.58
4 | 8 | 7 | 2336 | Sunday |  |  |  | 0 | 0.7 | 0.7
4 | 8 | 8 | 2337 | Sunday |  |  |  | 0 | 0.85 | 0.85
4 | 8 | 9 | 2338 | Sunday |  |  |  | 0 | 1.03 | 1.03
4 | 8 | 10 | 2339 | Sunday |  |  |  | 0 | 0.99 | 0.99
4 | 8 | 11 | 2340 | Sunday |  |  |  | 0 | 0.92 | 0.92
4 | 8 | 12 | 2341 | Sunday |  |  |  | 0 | 0.95 | 0.95
4 | 8 | 13 | 2342 | Sunday |  |  |  | 0 | 1 | 1
4 | 8 | 14 | 2343 | Sunday |  |  |  | 0 | 1.02 | 1.02
4 | 8 | 15 | 2344 | Sunday |  |  |  | 0 | 1.03 | 1.03
4 | 8 | 16 | 2345 | Sunday |  |  |  | 0 | 1.05 | 1.05
4 | 8 | 17 | 2346 | Sunday |  |  |  | 0 | 0.85 | 0.85
4 | 8 | 18 | 2347 | Sunday |  |  |  | 0 | 0.7 | 0.7
4 | 8 | 19 | 2348 | Sunday |  |  |  | 0 | 0.55 | 0.55
4 | 8 | 20 | 2349 | Sunday |  |  |  | 0 | 0.35 | 0.35
4 | 8 | 21 | 2350 | Sunday |  |  |  | 0 | 0.2 | 0.2
4 | 8 | 22 | 2351 | Sunday |  |  |  | 0 | 0.2 | 0.2
4 | 8 | 23 | 2352 | Sunday |  |  |  | 0 | 0.2 | 0.2
4 | 9 | 0 | 2353 | Yes |  |  |  | 0 | 0.2 | 0.2
4 | 9 | 1 | 2354 | Yes |  |  |  | 0 | 0.2 | 0.2
4 | 9 | 2 | 2355 | Yes |  |  |  | 0 | 0.2 | 0.2
4 | 9 | 3 | 2356 | Yes |  |  |  | 0 | 0.2 | 0.2
4 | 9 | 4 | 2357 | Yes |  |  |  | 0 | 0.3 | 0.3
4 | 9 | 5 | 2358 | Yes |  |  |  | 0 | 0.45 | 0.45
4 | 9 | 6 | 2359 | Yes |  |  |  | 0 | 0.58 | 0.58
4 | 9 | 7 | 2360 | Yes |  |  |  | 0 | 0.7 | 0.7
4 | 9 | 8 | 2361 | Yes |  |  |  | 0 | 0.85 | 0.85
4 | 9 | 9 | 2362 | Yes |  |  |  | 0 | 1.03 | 1.03
4 | 9 | 10 | 2363 | Yes |  |  |  | 0 | 0.99 | 0.99
4 | 9 | 11 | 2364 | Yes |  |  |  | 0 | 0.92 | 0.92
4 | 9 | 12 | 2365 | Yes |  |  |  | 0 | 0.95 | 0.95
4 | 9 | 13 | 2366 | Yes |  |  |  | 0 | 1 | 1
4 | 9 | 14 | 2367 | Yes |  |  |  | 0 | 1.02 | 1.02
4 | 9 | 15 | 2368 | Yes |  |  |  | 0 | 1.03 | 1.03
4 | 9 | 16 | 2369 | Yes |  |  |  | 0 | 1.05 | 1.05
4 | 9 | 17 | 2370 | Yes |  |  |  | 0 | 0.85 | 0.85
4 | 9 | 18 | 2371 | Yes |  |  |  | 0 | 0.7 | 0.7
4 | 9 | 19 | 2372 | Yes |  |  |  | 0 | 0.55 | 0.55
4 | 9 | 20 | 2373 | Yes |  |  |  | 0 | 0.35 | 0.35
4 | 9 | 21 | 2374 | Yes |  |  |  | 0 | 0.2 | 0.2
4 | 9 | 22 | 2375 | Yes |  |  |  | 0 | 0.2 | 0.2
4 | 9 | 23 | 2376 | Yes |  |  |  | 0 | 0.2 | 0.2
4 | 10 | 0 | 2377 | Yes |  |  |  | 0 | 0.2 | 0.2
4 | 10 | 1 | 2378 | Yes |  |  |  | 0 | 0.2 | 0.2
4 | 10 | 2 | 2379 | Yes |  |  |  | 0 | 0.2 | 0.2
4 | 10 | 3 | 2380 | Yes |  |  |  | 0 | 0.2 | 0.2
4 | 10 | 4 | 2381 | Yes |  |  |  | 0 | 0.3 | 0.3
4 | 10 | 5 | 2382 | Yes |  |  |  | 0 | 0.45 | 0.45
4 | 10 | 6 | 2383 | Yes |  |  |  | 0 | 0.58 | 0.58
4 | 10 | 7 | 2384 | Yes |  |  |  | 0 | 0.7 | 0.7
4 | 10 | 8 | 2385 | Yes |  |  |  | 0 | 0.85 | 0.85
4 | 10 | 9 | 2386 | Yes |  |  |  | 0 | 1.03 | 1.03
4 | 10 | 10 | 2387 | Yes |  |  |  | 0 | 0.99 | 0.99
4 | 10 | 11 | 2388 | Yes |  |  |  | 0 | 0.92 | 0.92
4 | 10 | 12 | 2389 | Yes |  |  |  | 0 | 0.95 | 0.95
4 | 10 | 13 | 2390 | Yes |  |  |  | 0 | 1 | 1
4 | 10 | 14 | 2391 | Yes |  |  |  | 0 | 1.02 | 1.02
4 | 10 | 15 | 2392 | Yes |  |  |  | 0 | 1.03 | 1.03
4 | 10 | 16 | 2393 | Yes |  |  |  | 0 | 1.05 | 1.05
4 | 10 | 17 | 2394 | Yes |  |  |  | 0 | 0.85 | 0.85
4 | 10 | 18 | 2395 | Yes |  |  |  | 0 | 0.7 | 0.7
4 | 10 | 19 | 2396 | Yes |  |  |  | 0 | 0.55 | 0.55
4 | 10 | 20 | 2397 | Yes |  |  |  | 0 | 0.35 | 0.35
4 | 10 | 21 | 2398 | Yes |  |  |  | 0 | 0.2 | 0.2
4 | 10 | 22 | 2399 | Yes |  |  |  | 0 | 0.2 | 0.2
4 | 10 | 23 | 2400 | Yes |  |  |  | 0 | 0.2 | 0.2
4 | 11 | 0 | 2401 | Yes |  |  |  | 0 | 0.2 | 0.2
4 | 11 | 1 | 2402 | Yes |  |  |  | 0 | 0.2 | 0.2
4 | 11 | 2 | 2403 | Yes |  |  |  | 0 | 0.2 | 0.2
4 | 11 | 3 | 2404 | Yes |  |  |  | 0 | 0.2 | 0.2
4 | 11 | 4 | 2405 | Yes |  |  |  | 0 | 0.3 | 0.3
4 | 11 | 5 | 2406 | Yes |  |  |  | 0 | 0.45 | 0.45
4 | 11 | 6 | 2407 | Yes |  |  |  | 0 | 0.58 | 0.58
4 | 11 | 7 | 2408 | Yes |  |  |  | 0 | 0.7 | 0.7
4 | 11 | 8 | 2409 | Yes |  |  |  | 0 | 0.85 | 0.85
4 | 11 | 9 | 2410 | Yes |  |  |  | 0 | 1.03 | 1.03
4 | 11 | 10 | 2411 | Yes |  |  |  | 0 | 0.99 | 0.99
4 | 11 | 11 | 2412 | Yes |  |  |  | 0 | 0.92 | 0.92
4 | 11 | 12 | 2413 | Yes |  |  |  | 0 | 0.95 | 0.95
4 | 11 | 13 | 2414 | Yes |  |  |  | 0 | 1 | 1
4 | 11 | 14 | 2415 | Yes |  |  |  | 0 | 1.02 | 1.02
4 | 11 | 15 | 2416 | Yes |  |  |  | 0 | 1.03 | 1.03
4 | 11 | 16 | 2417 | Yes |  |  |  | 0 | 1.05 | 1.05
4 | 11 | 17 | 2418 | Yes |  |  |  | 0 | 0.85 | 0.85
4 | 11 | 18 | 2419 | Yes |  |  |  | 0 | 0.7 | 0.7
4 | 11 | 19 | 2420 | Yes |  |  |  | 0 | 0.55 | 0.55
4 | 11 | 20 | 2421 | Yes |  |  |  | 0 | 0.35 | 0.35
4 | 11 | 21 | 2422 | Yes |  |  |  | 0 | 0.2 | 0.2
4 | 11 | 22 | 2423 | Yes |  |  |  | 0 | 0.2 | 0.2
4 | 11 | 23 | 2424 | Yes |  |  |  | 0 | 0.2 | 0.2
4 | 12 | 0 | 2425 | Yes |  |  |  | 0 | 0.2 | 0.2
4 | 12 | 1 | 2426 | Yes |  |  |  | 0 | 0.2 | 0.2
4 | 12 | 2 | 2427 | Yes |  |  |  | 0 | 0.2 | 0.2
4 | 12 | 3 | 2428 | Yes |  |  |  | 0 | 0.2 | 0.2
4 | 12 | 4 | 2429 | Yes |  |  |  | 0 | 0.3 | 0.3
4 | 12 | 5 | 2430 | Yes |  |  |  | 0 | 0.45 | 0.45
4 | 12 | 6 | 2431 | Yes |  |  |  | 0 | 0.58 | 0.58
4 | 12 | 7 | 2432 | Yes |  |  |  | 0 | 0.7 | 0.7
4 | 12 | 8 | 2433 | Yes |  |  |  | 0 | 0.85 | 0.85
4 | 12 | 9 | 2434 | Yes |  |  |  | 0 | 1.03 | 1.03
4 | 12 | 10 | 2435 | Yes |  |  |  | 0 | 0.99 | 0.99
4 | 12 | 11 | 2436 | Yes |  |  |  | 0 | 0.92 | 0.92
4 | 12 | 12 | 2437 | Yes |  |  |  | 0 | 0.95 | 0.95
4 | 12 | 13 | 2438 | Yes |  |  |  | 0 | 1 | 1
4 | 12 | 14 | 2439 | Yes |  |  |  | 0 | 1.02 | 1.02
4 | 12 | 15 | 2440 | Yes |  |  |  | 0 | 1.03 | 1.03
4 | 12 | 16 | 2441 | Yes |  |  |  | 0 | 1.05 | 1.05
4 | 12 | 17 | 2442 | Yes |  |  |  | 0 | 0.85 | 0.85
4 | 12 | 18 | 2443 | Yes |  |  |  | 0 | 0.7 | 0.7
4 | 12 | 19 | 2444 | Yes |  |  |  | 0 | 0.55 | 0.55
4 | 12 | 20 | 2445 | Yes |  |  |  | 0 | 0.35 | 0.35
4 | 12 | 21 | 2446 | Yes |  |  |  | 0 | 0.2 | 0.2
4 | 12 | 22 | 2447 | Yes |  |  |  | 0 | 0.2 | 0.2
4 | 12 | 23 | 2448 | Yes |  |  |  | 0 | 0.2 | 0.2
4 | 13 | 0 | 2449 | Yes |  |  |  | 0 | 0.2 | 0.2
4 | 13 | 1 | 2450 | Yes |  |  |  | 0 | 0.2 | 0.2
4 | 13 | 2 | 2451 | Yes |  |  |  | 0 | 0.2 | 0.2
4 | 13 | 3 | 2452 | Yes |  |  |  | 0 | 0.2 | 0.2
4 | 13 | 4 | 2453 | Yes |  |  |  | 0 | 0.3 | 0.3
4 | 13 | 5 | 2454 | Yes |  |  |  | 0 | 0.45 | 0.45
4 | 13 | 6 | 2455 | Yes |  |  |  | 0 | 0.58 | 0.58
4 | 13 | 7 | 2456 | Yes |  |  |  | 0 | 0.7 | 0.7
4 | 13 | 8 | 2457 | Yes |  |  |  | 0 | 0.85 | 0.85
4 | 13 | 9 | 2458 | Yes |  |  |  | 0 | 1.03 | 1.03
4 | 13 | 10 | 2459 | Yes |  |  |  | 0 | 0.99 | 0.99
4 | 13 | 11 | 2460 | Yes |  |  |  | 0 | 0.92 | 0.92
4 | 13 | 12 | 2461 | Yes |  |  |  | 0 | 0.95 | 0.95
4 | 13 | 13 | 2462 | Yes |  |  |  | 0 | 1 | 1
4 | 13 | 14 | 2463 | Yes |  |  |  | 0 | 1.02 | 1.02
4 | 13 | 15 | 2464 | Yes |  |  |  | 0 | 1.03 | 1.03
4 | 13 | 16 | 2465 | Yes |  |  |  | 0 | 1.05 | 1.05
4 | 13 | 17 | 2466 | Yes |  |  |  | 0 | 0.85 | 0.85
4 | 13 | 18 | 2467 | Yes |  |  |  | 0 | 0.7 | 0.7
4 | 13 | 19 | 2468 | Yes |  |  |  | 0 | 0.55 | 0.55
4 | 13 | 20 | 2469 | Yes |  |  |  | 0 | 0.35 | 0.35
4 | 13 | 21 | 2470 | Yes |  |  |  | 0 | 0.2 | 0.2
4 | 13 | 22 | 2471 | Yes |  |  |  | 0 | 0.2 | 0.2
4 | 13 | 23 | 2472 | Yes |  |  |  | 0 | 0.2 | 0.2
4 | 14 | 0 | 2473 | Saturday |  |  |  | 0 | 0.2 | 0.2
4 | 14 | 1 | 2474 | Saturday |  |  |  | 0 | 0.2 | 0.2
4 | 14 | 2 | 2475 | Saturday |  |  |  | 0 | 0.2 | 0.2
4 | 14 | 3 | 2476 | Saturday |  |  |  | 0 | 0.2 | 0.2
4 | 14 | 4 | 2477 | Saturday |  |  |  | 0 | 0.3 | 0.3
4 | 14 | 5 | 2478 | Saturday |  |  |  | 0 | 0.45 | 0.45
4 | 14 | 6 | 2479 | Saturday |  |  |  | 0 | 0.58 | 0.58
4 | 14 | 7 | 2480 | Saturday |  |  |  | 0 | 0.7 | 0.7
4 | 14 | 8 | 2481 | Saturday |  |  |  | 0 | 0.85 | 0.85
4 | 14 | 9 | 2482 | Saturday |  |  |  | 0 | 1.03 | 1.03
4 | 14 | 10 | 2483 | Saturday |  |  |  | 0 | 0.99 | 0.99
4 | 14 | 11 | 2484 | Saturday |  |  |  | 0 | 0.92 | 0.92
4 | 14 | 12 | 2485 | Saturday |  |  |  | 0 | 0.95 | 0.95
4 | 14 | 13 | 2486 | Saturday |  |  |  | 0 | 1 | 1
4 | 14 | 14 | 2487 | Saturday |  |  |  | 0 | 1.02 | 1.02
4 | 14 | 15 | 2488 | Saturday |  |  |  | 0 | 1.03 | 1.03
4 | 14 | 16 | 2489 | Saturday |  |  |  | 0 | 1.05 | 1.05
4 | 14 | 17 | 2490 | Saturday |  |  |  | 0 | 0.85 | 0.85
4 | 14 | 18 | 2491 | Saturday |  |  |  | 0 | 0.7 | 0.7
4 | 14 | 19 | 2492 | Saturday |  |  |  | 0 | 0.55 | 0.55
4 | 14 | 20 | 2493 | Saturday |  |  |  | 0 | 0.35 | 0.35
4 | 14 | 21 | 2494 | Saturday |  |  |  | 0 | 0.2 | 0.2
4 | 14 | 22 | 2495 | Saturday |  |  |  | 0 | 0.2 | 0.2
4 | 14 | 23 | 2496 | Saturday |  |  |  | 0 | 0.2 | 0.2
4 | 15 | 0 | 2497 | Sunday |  |  |  | 0 | 0.2 | 0.2
4 | 15 | 1 | 2498 | Sunday |  |  |  | 0 | 0.2 | 0.2
4 | 15 | 2 | 2499 | Sunday |  |  |  | 0 | 0.2 | 0.2
4 | 15 | 3 | 2500 | Sunday |  |  |  | 0 | 0.2 | 0.2
4 | 15 | 4 | 2501 | Sunday |  |  |  | 0 | 0.3 | 0.3
4 | 15 | 5 | 2502 | Sunday |  |  |  | 0 | 0.45 | 0.45
4 | 15 | 6 | 2503 | Sunday |  |  |  | 0 | 0.58 | 0.58
4 | 15 | 7 | 2504 | Sunday |  |  |  | 0 | 0.7 | 0.7
4 | 15 | 8 | 2505 | Sunday |  |  |  | 0 | 0.85 | 0.85
4 | 15 | 9 | 2506 | Sunday |  |  |  | 0 | 1.03 | 1.03
4 | 15 | 10 | 2507 | Sunday |  |  |  | 0 | 0.99 | 0.99
4 | 15 | 11 | 2508 | Sunday |  |  |  | 0 | 0.92 | 0.92
4 | 15 | 12 | 2509 | Sunday |  |  |  | 0 | 0.95 | 0.95
4 | 15 | 13 | 2510 | Sunday |  |  |  | 0 | 1 | 1
4 | 15 | 14 | 2511 | Sunday |  |  |  | 0 | 1.02 | 1.02
4 | 15 | 15 | 2512 | Sunday |  |  |  | 0 | 1.03 | 1.03
4 | 15 | 16 | 2513 | Sunday |  |  |  | 0 | 1.05 | 1.05
4 | 15 | 17 | 2514 | Sunday |  |  |  | 0 | 0.85 | 0.85
4 | 15 | 18 | 2515 | Sunday |  |  |  | 0 | 0.7 | 0.7
4 | 15 | 19 | 2516 | Sunday |  |  |  | 0 | 0.55 | 0.55
4 | 15 | 20 | 2517 | Sunday |  |  |  | 0 | 0.35 | 0.35
4 | 15 | 21 | 2518 | Sunday |  |  |  | 0 | 0.2 | 0.2
4 | 15 | 22 | 2519 | Sunday |  |  |  | 0 | 0.2 | 0.2
4 | 15 | 23 | 2520 | Sunday |  |  |  | 0 | 0.2 | 0.2
4 | 16 | 0 | 2521 | Yes |  |  |  | 0 | 0.2 | 0.2
4 | 16 | 1 | 2522 | Yes |  |  |  | 0 | 0.2 | 0.2
4 | 16 | 2 | 2523 | Yes |  |  |  | 0 | 0.2 | 0.2
4 | 16 | 3 | 2524 | Yes |  |  |  | 0 | 0.2 | 0.2
4 | 16 | 4 | 2525 | Yes |  |  |  | 0 | 0.3 | 0.3
4 | 16 | 5 | 2526 | Yes |  |  |  | 0 | 0.45 | 0.45
4 | 16 | 6 | 2527 | Yes |  |  |  | 0 | 0.58 | 0.58
4 | 16 | 7 | 2528 | Yes |  |  |  | 0 | 0.7 | 0.7
4 | 16 | 8 | 2529 | Yes |  |  |  | 0 | 0.85 | 0.85
4 | 16 | 9 | 2530 | Yes |  |  |  | 0 | 1.03 | 1.03
4 | 16 | 10 | 2531 | Yes |  |  |  | 0 | 0.99 | 0.99
4 | 16 | 11 | 2532 | Yes |  |  |  | 0 | 0.92 | 0.92
4 | 16 | 12 | 2533 | Yes |  |  |  | 0 | 0.95 | 0.95
4 | 16 | 13 | 2534 | Yes |  |  |  | 0 | 1 | 1
4 | 16 | 14 | 2535 | Yes |  |  |  | 0 | 1.02 | 1.02
4 | 16 | 15 | 2536 | Yes |  |  |  | 0 | 1.03 | 1.03
4 | 16 | 16 | 2537 | Yes |  |  |  | 0 | 1.05 | 1.05
4 | 16 | 17 | 2538 | Yes |  |  |  | 0 | 0.85 | 0.85
4 | 16 | 18 | 2539 | Yes |  |  |  | 0 | 0.7 | 0.7
4 | 16 | 19 | 2540 | Yes |  |  |  | 0 | 0.55 | 0.55
4 | 16 | 20 | 2541 | Yes |  |  |  | 0 | 0.35 | 0.35
4 | 16 | 21 | 2542 | Yes |  |  |  | 0 | 0.2 | 0.2
4 | 16 | 22 | 2543 | Yes |  |  |  | 0 | 0.2 | 0.2
4 | 16 | 23 | 2544 | Yes |  |  |  | 0 | 0.2 | 0.2
4 | 17 | 0 | 2545 | Yes |  |  |  | 0 | 0.2 | 0.2
4 | 17 | 1 | 2546 | Yes |  |  |  | 0 | 0.2 | 0.2
4 | 17 | 2 | 2547 | Yes |  |  |  | 0 | 0.2 | 0.2
4 | 17 | 3 | 2548 | Yes |  |  |  | 0 | 0.2 | 0.2
4 | 17 | 4 | 2549 | Yes |  |  |  | 0 | 0.3 | 0.3
4 | 17 | 5 | 2550 | Yes |  |  |  | 0 | 0.45 | 0.45
4 | 17 | 6 | 2551 | Yes |  |  |  | 0 | 0.58 | 0.58
4 | 17 | 7 | 2552 | Yes |  |  |  | 0 | 0.7 | 0.7
4 | 17 | 8 | 2553 | Yes |  |  |  | 0 | 0.85 | 0.85
4 | 17 | 9 | 2554 | Yes |  |  |  | 0 | 1.03 | 1.03
4 | 17 | 10 | 2555 | Yes |  |  |  | 0 | 0.99 | 0.99
4 | 17 | 11 | 2556 | Yes |  |  |  | 0 | 0.92 | 0.92
4 | 17 | 12 | 2557 | Yes |  |  |  | 0 | 0.95 | 0.95
4 | 17 | 13 | 2558 | Yes |  |  |  | 0 | 1 | 1
4 | 17 | 14 | 2559 | Yes |  |  |  | 0 | 1.02 | 1.02
4 | 17 | 15 | 2560 | Yes |  |  |  | 0 | 1.03 | 1.03
4 | 17 | 16 | 2561 | Yes |  |  |  | 0 | 1.05 | 1.05
4 | 17 | 17 | 2562 | Yes |  |  |  | 0 | 0.85 | 0.85
4 | 17 | 18 | 2563 | Yes |  |  |  | 0 | 0.7 | 0.7
4 | 17 | 19 | 2564 | Yes |  |  |  | 0 | 0.55 | 0.55
4 | 17 | 20 | 2565 | Yes |  |  |  | 0 | 0.35 | 0.35
4 | 17 | 21 | 2566 | Yes |  |  |  | 0 | 0.2 | 0.2
4 | 17 | 22 | 2567 | Yes |  |  |  | 0 | 0.2 | 0.2
4 | 17 | 23 | 2568 | Yes |  |  |  | 0 | 0.2 | 0.2
4 | 18 | 0 | 2569 | Yes |  |  |  | 0 | 0.2 | 0.2
4 | 18 | 1 | 2570 | Yes |  |  |  | 0 | 0.2 | 0.2
4 | 18 | 2 | 2571 | Yes |  |  |  | 0 | 0.2 | 0.2
4 | 18 | 3 | 2572 | Yes |  |  |  | 0 | 0.2 | 0.2
4 | 18 | 4 | 2573 | Yes |  |  |  | 0 | 0.3 | 0.3
4 | 18 | 5 | 2574 | Yes |  |  |  | 0 | 0.45 | 0.45
4 | 18 | 6 | 2575 | Yes |  |  |  | 0 | 0.58 | 0.58
4 | 18 | 7 | 2576 | Yes |  |  |  | 0 | 0.7 | 0.7
4 | 18 | 8 | 2577 | Yes |  |  |  | 0 | 0.85 | 0.85
4 | 18 | 9 | 2578 | Yes |  |  |  | 0 | 1.03 | 1.03
4 | 18 | 10 | 2579 | Yes |  |  |  | 0 | 0.99 | 0.99
4 | 18 | 11 | 2580 | Yes |  |  |  | 0 | 0.92 | 0.92
4 | 18 | 12 | 2581 | Yes |  |  |  | 0 | 0.95 | 0.95
4 | 18 | 13 | 2582 | Yes |  |  |  | 0 | 1 | 1
4 | 18 | 14 | 2583 | Yes |  |  |  | 0 | 1.02 | 1.02
4 | 18 | 15 | 2584 | Yes |  |  |  | 0 | 1.03 | 1.03
4 | 18 | 16 | 2585 | Yes |  |  |  | 0 | 1.05 | 1.05
4 | 18 | 17 | 2586 | Yes |  |  |  | 0 | 0.85 | 0.85
4 | 18 | 18 | 2587 | Yes |  |  |  | 0 | 0.7 | 0.7
4 | 18 | 19 | 2588 | Yes |  |  |  | 0 | 0.55 | 0.55
4 | 18 | 20 | 2589 | Yes |  |  |  | 0 | 0.35 | 0.35
4 | 18 | 21 | 2590 | Yes |  |  |  | 0 | 0.2 | 0.2
4 | 18 | 22 | 2591 | Yes |  |  |  | 0 | 0.2 | 0.2
4 | 18 | 23 | 2592 | Yes |  |  |  | 0 | 0.2 | 0.2
4 | 19 | 0 | 2593 | Yes |  |  |  | 0 | 0.2 | 0.2
4 | 19 | 1 | 2594 | Yes |  |  |  | 0 | 0.2 | 0.2
4 | 19 | 2 | 2595 | Yes |  |  |  | 0 | 0.2 | 0.2
4 | 19 | 3 | 2596 | Yes |  |  |  | 0 | 0.2 | 0.2
4 | 19 | 4 | 2597 | Yes |  |  |  | 0 | 0.3 | 0.3
4 | 19 | 5 | 2598 | Yes |  |  |  | 0 | 0.45 | 0.45
4 | 19 | 6 | 2599 | Yes |  |  |  | 0 | 0.58 | 0.58
4 | 19 | 7 | 2600 | Yes |  |  |  | 0 | 0.7 | 0.7
4 | 19 | 8 | 2601 | Yes |  |  |  | 0 | 0.85 | 0.85
4 | 19 | 9 | 2602 | Yes |  |  |  | 0 | 1.03 | 1.03
4 | 19 | 10 | 2603 | Yes |  |  |  | 0 | 0.99 | 0.99
4 | 19 | 11 | 2604 | Yes |  |  |  | 0 | 0.92 | 0.92
4 | 19 | 12 | 2605 | Yes |  |  |  | 0 | 0.95 | 0.95
4 | 19 | 13 | 2606 | Yes |  |  |  | 0 | 1 | 1
4 | 19 | 14 | 2607 | Yes |  |  |  | 0 | 1.02 | 1.02
4 | 19 | 15 | 2608 | Yes |  |  |  | 0 | 1.03 | 1.03
4 | 19 | 16 | 2609 | Yes |  |  |  | 0 | 1.05 | 1.05
4 | 19 | 17 | 2610 | Yes |  |  |  | 0 | 0.85 | 0.85
4 | 19 | 18 | 2611 | Yes |  |  |  | 0 | 0.7 | 0.7
4 | 19 | 19 | 2612 | Yes |  |  |  | 0 | 0.55 | 0.55
4 | 19 | 20 | 2613 | Yes |  |  |  | 0 | 0.35 | 0.35
4 | 19 | 21 | 2614 | Yes |  |  |  | 0 | 0.2 | 0.2
4 | 19 | 22 | 2615 | Yes |  |  |  | 0 | 0.2 | 0.2
4 | 19 | 23 | 2616 | Yes |  |  |  | 0 | 0.2 | 0.2
4 | 20 | 0 | 2617 | Yes |  |  |  | 0 | 0.2 | 0.2
4 | 20 | 1 | 2618 | Yes |  |  |  | 0 | 0.2 | 0.2
4 | 20 | 2 | 2619 | Yes |  |  |  | 0 | 0.2 | 0.2
4 | 20 | 3 | 2620 | Yes |  |  |  | 0 | 0.2 | 0.2
4 | 20 | 4 | 2621 | Yes |  |  |  | 0 | 0.3 | 0.3
4 | 20 | 5 | 2622 | Yes |  |  |  | 0 | 0.45 | 0.45
4 | 20 | 6 | 2623 | Yes |  |  |  | 0 | 0.58 | 0.58
4 | 20 | 7 | 2624 | Yes |  |  |  | 0 | 0.7 | 0.7
4 | 20 | 8 | 2625 | Yes |  |  |  | 0 | 0.85 | 0.85
4 | 20 | 9 | 2626 | Yes |  |  |  | 0 | 1.03 | 1.03
4 | 20 | 10 | 2627 | Yes |  |  |  | 0 | 0.99 | 0.99
4 | 20 | 11 | 2628 | Yes |  |  |  | 0 | 0.92 | 0.92
4 | 20 | 12 | 2629 | Yes |  |  |  | 0 | 0.95 | 0.95
4 | 20 | 13 | 2630 | Yes |  |  |  | 0 | 1 | 1
4 | 20 | 14 | 2631 | Yes |  |  |  | 0 | 1.02 | 1.02
4 | 20 | 15 | 2632 | Yes |  |  |  | 0 | 1.03 | 1.03
4 | 20 | 16 | 2633 | Yes |  |  |  | 0 | 1.05 | 1.05
4 | 20 | 17 | 2634 | Yes |  |  |  | 0 | 0.85 | 0.85
4 | 20 | 18 | 2635 | Yes |  |  |  | 0 | 0.7 | 0.7
4 | 20 | 19 | 2636 | Yes |  |  |  | 0 | 0.55 | 0.55
4 | 20 | 20 | 2637 | Yes |  |  |  | 0 | 0.35 | 0.35
4 | 20 | 21 | 2638 | Yes |  |  |  | 0 | 0.2 | 0.2
4 | 20 | 22 | 2639 | Yes |  |  |  | 0 | 0.2 | 0.2
4 | 20 | 23 | 2640 | Yes |  |  |  | 0 | 0.2 | 0.2
4 | 21 | 0 | 2641 | Saturday |  |  |  | 0 | 0.2 | 0.2
4 | 21 | 1 | 2642 | Saturday |  |  |  | 0 | 0.2 | 0.2
4 | 21 | 2 | 2643 | Saturday |  |  |  | 0 | 0.2 | 0.2
4 | 21 | 3 | 2644 | Saturday |  |  |  | 0 | 0.2 | 0.2
4 | 21 | 4 | 2645 | Saturday |  |  |  | 0 | 0.3 | 0.3
4 | 21 | 5 | 2646 | Saturday |  |  |  | 0 | 0.45 | 0.45
4 | 21 | 6 | 2647 | Saturday |  |  |  | 0 | 0.58 | 0.58
4 | 21 | 7 | 2648 | Saturday |  |  |  | 0 | 0.7 | 0.7
4 | 21 | 8 | 2649 | Saturday |  |  |  | 0 | 0.85 | 0.85
4 | 21 | 9 | 2650 | Saturday |  |  |  | 0 | 1.03 | 1.03
4 | 21 | 10 | 2651 | Saturday |  |  |  | 0 | 0.99 | 0.99
4 | 21 | 11 | 2652 | Saturday |  |  |  | 0 | 0.92 | 0.92
4 | 21 | 12 | 2653 | Saturday |  |  |  | 0 | 0.95 | 0.95
4 | 21 | 13 | 2654 | Saturday |  |  |  | 0 | 1 | 1
4 | 21 | 14 | 2655 | Saturday |  |  |  | 0 | 1.02 | 1.02
4 | 21 | 15 | 2656 | Saturday |  |  |  | 0 | 1.03 | 1.03
4 | 21 | 16 | 2657 | Saturday |  |  |  | 0 | 1.05 | 1.05
4 | 21 | 17 | 2658 | Saturday |  |  |  | 0 | 0.85 | 0.85
4 | 21 | 18 | 2659 | Saturday |  |  |  | 0 | 0.7 | 0.7
4 | 21 | 19 | 2660 | Saturday |  |  |  | 0 | 0.55 | 0.55
4 | 21 | 20 | 2661 | Saturday |  |  |  | 0 | 0.35 | 0.35
4 | 21 | 21 | 2662 | Saturday |  |  |  | 0 | 0.2 | 0.2
4 | 21 | 22 | 2663 | Saturday |  |  |  | 0 | 0.2 | 0.2
4 | 21 | 23 | 2664 | Saturday |  |  |  | 0 | 0.2 | 0.2
4 | 22 | 0 | 2665 | Sunday |  |  |  | 0 | 0.2 | 0.2
4 | 22 | 1 | 2666 | Sunday |  |  |  | 0 | 0.2 | 0.2
4 | 22 | 2 | 2667 | Sunday |  |  |  | 0 | 0.2 | 0.2
4 | 22 | 3 | 2668 | Sunday |  |  |  | 0 | 0.2 | 0.2
4 | 22 | 4 | 2669 | Sunday |  |  |  | 0 | 0.3 | 0.3
4 | 22 | 5 | 2670 | Sunday |  |  |  | 0 | 0.45 | 0.45
4 | 22 | 6 | 2671 | Sunday |  |  |  | 0 | 0.58 | 0.58
4 | 22 | 7 | 2672 | Sunday |  |  |  | 0 | 0.7 | 0.7
4 | 22 | 8 | 2673 | Sunday |  |  |  | 0 | 0.85 | 0.85
4 | 22 | 9 | 2674 | Sunday |  |  |  | 0 | 1.03 | 1.03
4 | 22 | 10 | 2675 | Sunday |  |  |  | 0 | 0.99 | 0.99
4 | 22 | 11 | 2676 | Sunday |  |  |  | 0 | 0.92 | 0.92
4 | 22 | 12 | 2677 | Sunday |  |  |  | 0 | 0.95 | 0.95
4 | 22 | 13 | 2678 | Sunday |  |  |  | 0 | 1 | 1
4 | 22 | 14 | 2679 | Sunday |  |  |  | 0 | 1.02 | 1.02
4 | 22 | 15 | 2680 | Sunday |  |  |  | 0 | 1.03 | 1.03
4 | 22 | 16 | 2681 | Sunday |  |  |  | 0 | 1.05 | 1.05
4 | 22 | 17 | 2682 | Sunday |  |  |  | 0 | 0.85 | 0.85
4 | 22 | 18 | 2683 | Sunday |  |  |  | 0 | 0.7 | 0.7
4 | 22 | 19 | 2684 | Sunday |  |  |  | 0 | 0.55 | 0.55
4 | 22 | 20 | 2685 | Sunday |  |  |  | 0 | 0.35 | 0.35
4 | 22 | 21 | 2686 | Sunday |  |  |  | 0 | 0.2 | 0.2
4 | 22 | 22 | 2687 | Sunday |  |  |  | 0 | 0.2 | 0.2
4 | 22 | 23 | 2688 | Sunday |  |  |  | 0 | 0.2 | 0.2
4 | 23 | 0 | 2689 | Yes |  |  |  | 0 | 0.2 | 0.2
4 | 23 | 1 | 2690 | Yes |  |  |  | 0 | 0.2 | 0.2
4 | 23 | 2 | 2691 | Yes |  |  |  | 0 | 0.2 | 0.2
4 | 23 | 3 | 2692 | Yes |  |  |  | 0 | 0.2 | 0.2
4 | 23 | 4 | 2693 | Yes |  |  |  | 0 | 0.3 | 0.3
4 | 23 | 5 | 2694 | Yes |  |  |  | 0 | 0.45 | 0.45
4 | 23 | 6 | 2695 | Yes |  |  |  | 0 | 0.58 | 0.58
4 | 23 | 7 | 2696 | Yes |  |  |  | 0 | 0.7 | 0.7
4 | 23 | 8 | 2697 | Yes |  |  |  | 0 | 0.85 | 0.85
4 | 23 | 9 | 2698 | Yes |  |  |  | 0 | 1.03 | 1.03
4 | 23 | 10 | 2699 | Yes |  |  |  | 0 | 0.99 | 0.99
4 | 23 | 11 | 2700 | Yes |  |  |  | 0 | 0.92 | 0.92
4 | 23 | 12 | 2701 | Yes |  |  |  | 0 | 0.95 | 0.95
4 | 23 | 13 | 2702 | Yes |  |  |  | 0 | 1 | 1
4 | 23 | 14 | 2703 | Yes |  |  |  | 0 | 1.02 | 1.02
4 | 23 | 15 | 2704 | Yes |  |  |  | 0 | 1.03 | 1.03
4 | 23 | 16 | 2705 | Yes |  |  |  | 0 | 1.05 | 1.05
4 | 23 | 17 | 2706 | Yes |  |  |  | 0 | 0.85 | 0.85
4 | 23 | 18 | 2707 | Yes |  |  |  | 0 | 0.7 | 0.7
4 | 23 | 19 | 2708 | Yes |  |  |  | 0 | 0.55 | 0.55
4 | 23 | 20 | 2709 | Yes |  |  |  | 0 | 0.35 | 0.35
4 | 23 | 21 | 2710 | Yes |  |  |  | 0 | 0.2 | 0.2
4 | 23 | 22 | 2711 | Yes |  |  |  | 0 | 0.2 | 0.2
4 | 23 | 23 | 2712 | Yes |  |  |  | 0 | 0.2 | 0.2
4 | 24 | 0 | 2713 | Yes |  |  |  | 0 | 0.2 | 0.2
4 | 24 | 1 | 2714 | Yes |  |  |  | 0 | 0.2 | 0.2
4 | 24 | 2 | 2715 | Yes |  |  |  | 0 | 0.2 | 0.2
4 | 24 | 3 | 2716 | Yes |  |  |  | 0 | 0.2 | 0.2
4 | 24 | 4 | 2717 | Yes |  |  |  | 0 | 0.3 | 0.3
4 | 24 | 5 | 2718 | Yes |  |  |  | 0 | 0.45 | 0.45
4 | 24 | 6 | 2719 | Yes |  |  |  | 0 | 0.58 | 0.58
4 | 24 | 7 | 2720 | Yes |  |  |  | 0 | 0.7 | 0.7
4 | 24 | 8 | 2721 | Yes |  |  |  | 0 | 0.85 | 0.85
4 | 24 | 9 | 2722 | Yes |  |  |  | 0 | 1.03 | 1.03
4 | 24 | 10 | 2723 | Yes |  |  |  | 0 | 0.99 | 0.99
4 | 24 | 11 | 2724 | Yes |  |  |  | 0 | 0.92 | 0.92
4 | 24 | 12 | 2725 | Yes |  |  |  | 0 | 0.95 | 0.95
4 | 24 | 13 | 2726 | Yes |  |  |  | 0 | 1 | 1
4 | 24 | 14 | 2727 | Yes |  |  |  | 0 | 1.02 | 1.02
4 | 24 | 15 | 2728 | Yes |  |  |  | 0 | 1.03 | 1.03
4 | 24 | 16 | 2729 | Yes |  |  |  | 0 | 1.05 | 1.05
4 | 24 | 17 | 2730 | Yes |  |  |  | 0 | 0.85 | 0.85
4 | 24 | 18 | 2731 | Yes |  |  |  | 0 | 0.7 | 0.7
4 | 24 | 19 | 2732 | Yes |  |  |  | 0 | 0.55 | 0.55
4 | 24 | 20 | 2733 | Yes |  |  |  | 0 | 0.35 | 0.35
4 | 24 | 21 | 2734 | Yes |  |  |  | 0 | 0.2 | 0.2
4 | 24 | 22 | 2735 | Yes |  |  |  | 0 | 0.2 | 0.2
4 | 24 | 23 | 2736 | Yes |  |  |  | 0 | 0.2 | 0.2
4 | 25 | 0 | 2737 | Yes |  |  |  | 0 | 0.2 | 0.2
4 | 25 | 1 | 2738 | Yes |  |  |  | 0 | 0.2 | 0.2
4 | 25 | 2 | 2739 | Yes |  |  |  | 0 | 0.2 | 0.2
4 | 25 | 3 | 2740 | Yes |  |  |  | 0 | 0.2 | 0.2
4 | 25 | 4 | 2741 | Yes |  |  |  | 0 | 0.3 | 0.3
4 | 25 | 5 | 2742 | Yes |  |  |  | 0 | 0.45 | 0.45
4 | 25 | 6 | 2743 | Yes |  |  |  | 0 | 0.58 | 0.58
4 | 25 | 7 | 2744 | Yes |  |  |  | 0 | 0.7 | 0.7
4 | 25 | 8 | 2745 | Yes |  |  |  | 0 | 0.85 | 0.85
4 | 25 | 9 | 2746 | Yes |  |  |  | 0 | 1.03 | 1.03
4 | 25 | 10 | 2747 | Yes |  |  |  | 0 | 0.99 | 0.99
4 | 25 | 11 | 2748 | Yes |  |  |  | 0 | 0.92 | 0.92
4 | 25 | 12 | 2749 | Yes |  |  |  | 0 | 0.95 | 0.95
4 | 25 | 13 | 2750 | Yes |  |  |  | 0 | 1 | 1
4 | 25 | 14 | 2751 | Yes |  |  |  | 0 | 1.02 | 1.02
4 | 25 | 15 | 2752 | Yes |  |  |  | 0 | 1.03 | 1.03
4 | 25 | 16 | 2753 | Yes |  |  |  | 0 | 1.05 | 1.05
4 | 25 | 17 | 2754 | Yes |  |  |  | 0 | 0.85 | 0.85
4 | 25 | 18 | 2755 | Yes |  |  |  | 0 | 0.7 | 0.7
4 | 25 | 19 | 2756 | Yes |  |  |  | 0 | 0.55 | 0.55
4 | 25 | 20 | 2757 | Yes |  |  |  | 0 | 0.35 | 0.35
4 | 25 | 21 | 2758 | Yes |  |  |  | 0 | 0.2 | 0.2
4 | 25 | 22 | 2759 | Yes |  |  |  | 0 | 0.2 | 0.2
4 | 25 | 23 | 2760 | Yes |  |  |  | 0 | 0.2 | 0.2
4 | 26 | 0 | 2761 | Yes |  |  |  | 0 | 0.2 | 0.2
4 | 26 | 1 | 2762 | Yes |  |  |  | 0 | 0.2 | 0.2
4 | 26 | 2 | 2763 | Yes |  |  |  | 0 | 0.2 | 0.2
4 | 26 | 3 | 2764 | Yes |  |  |  | 0 | 0.2 | 0.2
4 | 26 | 4 | 2765 | Yes |  |  |  | 0 | 0.3 | 0.3
4 | 26 | 5 | 2766 | Yes |  |  |  | 0 | 0.45 | 0.45
4 | 26 | 6 | 2767 | Yes |  |  |  | 0 | 0.58 | 0.58
4 | 26 | 7 | 2768 | Yes |  |  |  | 0 | 0.7 | 0.7
4 | 26 | 8 | 2769 | Yes |  |  |  | 0 | 0.85 | 0.85
4 | 26 | 9 | 2770 | Yes |  |  |  | 0 | 1.03 | 1.03
4 | 26 | 10 | 2771 | Yes |  |  |  | 0 | 0.99 | 0.99
4 | 26 | 11 | 2772 | Yes |  |  |  | 0 | 0.92 | 0.92
4 | 26 | 12 | 2773 | Yes |  |  |  | 0 | 0.95 | 0.95
4 | 26 | 13 | 2774 | Yes |  |  |  | 0 | 1 | 1
4 | 26 | 14 | 2775 | Yes |  |  |  | 0 | 1.02 | 1.02
4 | 26 | 15 | 2776 | Yes |  |  |  | 0 | 1.03 | 1.03
4 | 26 | 16 | 2777 | Yes |  |  |  | 0 | 1.05 | 1.05
4 | 26 | 17 | 2778 | Yes |  |  |  | 0 | 0.85 | 0.85
4 | 26 | 18 | 2779 | Yes |  |  |  | 0 | 0.7 | 0.7
4 | 26 | 19 | 2780 | Yes |  |  |  | 0 | 0.55 | 0.55
4 | 26 | 20 | 2781 | Yes |  |  |  | 0 | 0.35 | 0.35
4 | 26 | 21 | 2782 | Yes |  |  |  | 0 | 0.2 | 0.2
4 | 26 | 22 | 2783 | Yes |  |  |  | 0 | 0.2 | 0.2
4 | 26 | 23 | 2784 | Yes |  |  |  | 0 | 0.2 | 0.2
4 | 27 | 0 | 2785 | Yes |  |  |  | 0 | 0.2 | 0.2
4 | 27 | 1 | 2786 | Yes |  |  |  | 0 | 0.2 | 0.2
4 | 27 | 2 | 2787 | Yes |  |  |  | 0 | 0.2 | 0.2
4 | 27 | 3 | 2788 | Yes |  |  |  | 0 | 0.2 | 0.2
4 | 27 | 4 | 2789 | Yes |  |  |  | 0 | 0.3 | 0.3
4 | 27 | 5 | 2790 | Yes |  |  |  | 0 | 0.45 | 0.45
4 | 27 | 6 | 2791 | Yes |  |  |  | 0 | 0.58 | 0.58
4 | 27 | 7 | 2792 | Yes |  |  |  | 0 | 0.7 | 0.7
4 | 27 | 8 | 2793 | Yes |  |  |  | 0 | 0.85 | 0.85
4 | 27 | 9 | 2794 | Yes |  |  |  | 0 | 1.03 | 1.03
4 | 27 | 10 | 2795 | Yes |  |  |  | 0 | 0.99 | 0.99
4 | 27 | 11 | 2796 | Yes |  |  |  | 0 | 0.92 | 0.92
4 | 27 | 12 | 2797 | Yes |  |  |  | 0 | 0.95 | 0.95
4 | 27 | 13 | 2798 | Yes |  |  |  | 0 | 1 | 1
4 | 27 | 14 | 2799 | Yes |  |  |  | 0 | 1.02 | 1.02
4 | 27 | 15 | 2800 | Yes |  |  |  | 0 | 1.03 | 1.03
4 | 27 | 16 | 2801 | Yes |  |  |  | 0 | 1.05 | 1.05
4 | 27 | 17 | 2802 | Yes |  |  |  | 0 | 0.85 | 0.85
4 | 27 | 18 | 2803 | Yes |  |  |  | 0 | 0.7 | 0.7
4 | 27 | 19 | 2804 | Yes |  |  |  | 0 | 0.55 | 0.55
4 | 27 | 20 | 2805 | Yes |  |  |  | 0 | 0.35 | 0.35
4 | 27 | 21 | 2806 | Yes |  |  |  | 0 | 0.2 | 0.2
4 | 27 | 22 | 2807 | Yes |  |  |  | 0 | 0.2 | 0.2
4 | 27 | 23 | 2808 | Yes |  |  |  | 0 | 0.2 | 0.2
4 | 28 | 0 | 2809 | Saturday |  |  |  | 0 | 0.2 | 0.2
4 | 28 | 1 | 2810 | Saturday |  |  |  | 0 | 0.2 | 0.2
4 | 28 | 2 | 2811 | Saturday |  |  |  | 0 | 0.2 | 0.2
4 | 28 | 3 | 2812 | Saturday |  |  |  | 0 | 0.2 | 0.2
4 | 28 | 4 | 2813 | Saturday |  |  |  | 0 | 0.3 | 0.3
4 | 28 | 5 | 2814 | Saturday |  |  |  | 0 | 0.45 | 0.45
4 | 28 | 6 | 2815 | Saturday |  |  |  | 0 | 0.58 | 0.58
4 | 28 | 7 | 2816 | Saturday |  |  |  | 0 | 0.7 | 0.7
4 | 28 | 8 | 2817 | Saturday |  |  |  | 0 | 0.85 | 0.85
4 | 28 | 9 | 2818 | Saturday |  |  |  | 0 | 1.03 | 1.03
4 | 28 | 10 | 2819 | Saturday |  |  |  | 0 | 0.99 | 0.99
4 | 28 | 11 | 2820 | Saturday |  |  |  | 0 | 0.92 | 0.92
4 | 28 | 12 | 2821 | Saturday |  |  |  | 0 | 0.95 | 0.95
4 | 28 | 13 | 2822 | Saturday |  |  |  | 0 | 1 | 1
4 | 28 | 14 | 2823 | Saturday |  |  |  | 0 | 1.02 | 1.02
4 | 28 | 15 | 2824 | Saturday |  |  |  | 0 | 1.03 | 1.03
4 | 28 | 16 | 2825 | Saturday |  |  |  | 0 | 1.05 | 1.05
4 | 28 | 17 | 2826 | Saturday |  |  |  | 0 | 0.85 | 0.85
4 | 28 | 18 | 2827 | Saturday |  |  |  | 0 | 0.7 | 0.7
4 | 28 | 19 | 2828 | Saturday |  |  |  | 0 | 0.55 | 0.55
4 | 28 | 20 | 2829 | Saturday |  |  |  | 0 | 0.35 | 0.35
4 | 28 | 21 | 2830 | Saturday |  |  |  | 0 | 0.2 | 0.2
4 | 28 | 22 | 2831 | Saturday |  |  |  | 0 | 0.2 | 0.2
4 | 28 | 23 | 2832 | Saturday |  |  |  | 0 | 0.2 | 0.2
4 | 29 | 0 | 2833 | Sunday |  |  |  | 0 | 0.2 | 0.2
4 | 29 | 1 | 2834 | Sunday |  |  |  | 0 | 0.2 | 0.2
4 | 29 | 2 | 2835 | Sunday |  |  |  | 0 | 0.2 | 0.2
4 | 29 | 3 | 2836 | Sunday |  |  |  | 0 | 0.2 | 0.2
4 | 29 | 4 | 2837 | Sunday |  |  |  | 0 | 0.3 | 0.3
4 | 29 | 5 | 2838 | Sunday |  |  |  | 0 | 0.45 | 0.45
4 | 29 | 6 | 2839 | Sunday |  |  |  | 0 | 0.58 | 0.58
4 | 29 | 7 | 2840 | Sunday |  |  |  | 0 | 0.7 | 0.7
4 | 29 | 8 | 2841 | Sunday |  |  |  | 0 | 0.85 | 0.85
4 | 29 | 9 | 2842 | Sunday |  |  |  | 0 | 1.03 | 1.03
4 | 29 | 10 | 2843 | Sunday |  |  |  | 0 | 0.99 | 0.99
4 | 29 | 11 | 2844 | Sunday |  |  |  | 0 | 0.92 | 0.92
4 | 29 | 12 | 2845 | Sunday |  |  |  | 0 | 0.95 | 0.95
4 | 29 | 13 | 2846 | Sunday |  |  |  | 0 | 1 | 1
4 | 29 | 14 | 2847 | Sunday |  |  |  | 0 | 1.02 | 1.02
4 | 29 | 15 | 2848 | Sunday |  |  |  | 0 | 1.03 | 1.03
4 | 29 | 16 | 2849 | Sunday |  |  |  | 0 | 1.05 | 1.05
4 | 29 | 17 | 2850 | Sunday |  |  |  | 0 | 0.85 | 0.85
4 | 29 | 18 | 2851 | Sunday |  |  |  | 0 | 0.7 | 0.7
4 | 29 | 19 | 2852 | Sunday |  |  |  | 0 | 0.55 | 0.55
4 | 29 | 20 | 2853 | Sunday |  |  |  | 0 | 0.35 | 0.35
4 | 29 | 21 | 2854 | Sunday |  |  |  | 0 | 0.2 | 0.2
4 | 29 | 22 | 2855 | Sunday |  |  |  | 0 | 0.2 | 0.2
4 | 29 | 23 | 2856 | Sunday |  |  |  | 0 | 0.2 | 0.2
4 | 30 | 0 | 2857 | Yes |  |  |  | 0 | 0.2 | 0.2
4 | 30 | 1 | 2858 | Yes |  |  |  | 0 | 0.2 | 0.2
4 | 30 | 2 | 2859 | Yes |  |  |  | 0 | 0.2 | 0.2
4 | 30 | 3 | 2860 | Yes |  |  |  | 0 | 0.2 | 0.2
4 | 30 | 4 | 2861 | Yes |  |  |  | 0 | 0.3 | 0.3
4 | 30 | 5 | 2862 | Yes |  |  |  | 0 | 0.45 | 0.45
4 | 30 | 6 | 2863 | Yes |  |  |  | 0 | 0.58 | 0.58
4 | 30 | 7 | 2864 | Yes |  |  |  | 0 | 0.7 | 0.7
4 | 30 | 8 | 2865 | Yes |  |  |  | 0 | 0.85 | 0.85
4 | 30 | 9 | 2866 | Yes |  |  |  | 0 | 1.03 | 1.03
4 | 30 | 10 | 2867 | Yes |  |  |  | 0 | 0.99 | 0.99
4 | 30 | 11 | 2868 | Yes |  |  |  | 0 | 0.92 | 0.92
4 | 30 | 12 | 2869 | Yes |  |  |  | 0 | 0.95 | 0.95
4 | 30 | 13 | 2870 | Yes |  |  |  | 0 | 1 | 1
4 | 30 | 14 | 2871 | Yes |  |  |  | 0 | 1.02 | 1.02
4 | 30 | 15 | 2872 | Yes |  |  |  | 0 | 1.03 | 1.03
4 | 30 | 16 | 2873 | Yes |  |  |  | 0 | 1.05 | 1.05
4 | 30 | 17 | 2874 | Yes |  |  |  | 0 | 0.85 | 0.85
4 | 30 | 18 | 2875 | Yes |  |  |  | 0 | 0.7 | 0.7
4 | 30 | 19 | 2876 | Yes |  |  |  | 0 | 0.55 | 0.55
4 | 30 | 20 | 2877 | Yes |  |  |  | 0 | 0.35 | 0.35
4 | 30 | 21 | 2878 | Yes |  |  |  | 0 | 0.2 | 0.2
4 | 30 | 22 | 2879 | Yes |  |  |  | 0 | 0.2 | 0.2
4 | 30 | 23 | 2880 | Yes |  |  |  | 0 | 0.2 | 0.2
5 | 1 | 0 | 2881 | Sunday |  |  |  | 0 | 0.2 | 0.2
5 | 1 | 1 | 2882 | Sunday |  |  |  | 0 | 0.2 | 0.2
5 | 1 | 2 | 2883 | Sunday |  |  |  | 0 | 0.2 | 0.2
5 | 1 | 3 | 2884 | Sunday |  |  |  | 0 | 0.2 | 0.2
5 | 1 | 4 | 2885 | Sunday |  |  |  | 0 | 0.3 | 0.3
5 | 1 | 5 | 2886 | Sunday |  |  |  | 0 | 0.45 | 0.45
5 | 1 | 6 | 2887 | Sunday |  |  |  | 0 | 0.58 | 0.58
5 | 1 | 7 | 2888 | Sunday |  |  |  | 0 | 0.7 | 0.7
5 | 1 | 8 | 2889 | Sunday |  |  |  | 0 | 0.85 | 0.85
5 | 1 | 9 | 2890 | Sunday |  |  |  | 0 | 1.03 | 1.03
5 | 1 | 10 | 2891 | Sunday |  |  |  | 0 | 0.99 | 0.99
5 | 1 | 11 | 2892 | Sunday |  |  |  | 0 | 0.92 | 0.92
5 | 1 | 12 | 2893 | Sunday |  |  |  | 0 | 0.95 | 0.95
5 | 1 | 13 | 2894 | Sunday |  |  |  | 0 | 1 | 1
5 | 1 | 14 | 2895 | Sunday |  |  |  | 0 | 1.02 | 1.02
5 | 1 | 15 | 2896 | Sunday |  |  |  | 0 | 1.03 | 1.03
5 | 1 | 16 | 2897 | Sunday |  |  |  | 0 | 1.05 | 1.05
5 | 1 | 17 | 2898 | Sunday |  |  |  | 0 | 0.85 | 0.85
5 | 1 | 18 | 2899 | Sunday |  |  |  | 0 | 0.7 | 0.7
5 | 1 | 19 | 2900 | Sunday |  |  |  | 0 | 0.55 | 0.55
5 | 1 | 20 | 2901 | Sunday |  |  |  | 0 | 0.35 | 0.35
5 | 1 | 21 | 2902 | Sunday |  |  |  | 0 | 0.2 | 0.2
5 | 1 | 22 | 2903 | Sunday |  |  |  | 0 | 0.2 | 0.2
5 | 1 | 23 | 2904 | Sunday |  |  |  | 0 | 0.2 | 0.2
5 | 2 | 0 | 2905 | Yes |  |  |  | 0 | 0.2 | 0.2
5 | 2 | 1 | 2906 | Yes |  |  |  | 0 | 0.2 | 0.2
5 | 2 | 2 | 2907 | Yes |  |  |  | 0 | 0.2 | 0.2
5 | 2 | 3 | 2908 | Yes |  |  |  | 0 | 0.2 | 0.2
5 | 2 | 4 | 2909 | Yes |  |  |  | 0 | 0.3 | 0.3
5 | 2 | 5 | 2910 | Yes |  |  |  | 0 | 0.45 | 0.45
5 | 2 | 6 | 2911 | Yes |  |  |  | 0 | 0.58 | 0.58
5 | 2 | 7 | 2912 | Yes |  |  |  | 0 | 0.7 | 0.7
5 | 2 | 8 | 2913 | Yes |  |  |  | 0 | 0.85 | 0.85
5 | 2 | 9 | 2914 | Yes |  |  |  | 0 | 1.03 | 1.03
5 | 2 | 10 | 2915 | Yes |  |  |  | 0 | 0.99 | 0.99
5 | 2 | 11 | 2916 | Yes |  |  |  | 0 | 0.92 | 0.92
5 | 2 | 12 | 2917 | Yes |  |  |  | 0 | 0.95 | 0.95
5 | 2 | 13 | 2918 | Yes |  |  |  | 0 | 1 | 1
5 | 2 | 14 | 2919 | Yes |  |  |  | 0 | 1.02 | 1.02
5 | 2 | 15 | 2920 | Yes |  |  |  | 0 | 1.03 | 1.03
5 | 2 | 16 | 2921 | Yes |  |  |  | 0 | 1.05 | 1.05
5 | 2 | 17 | 2922 | Yes |  |  |  | 0 | 0.85 | 0.85
5 | 2 | 18 | 2923 | Yes |  |  |  | 0 | 0.7 | 0.7
5 | 2 | 19 | 2924 | Yes |  |  |  | 0 | 0.55 | 0.55
5 | 2 | 20 | 2925 | Yes |  |  |  | 0 | 0.35 | 0.35
5 | 2 | 21 | 2926 | Yes |  |  |  | 0 | 0.2 | 0.2
5 | 2 | 22 | 2927 | Yes |  |  |  | 0 | 0.2 | 0.2
5 | 2 | 23 | 2928 | Yes |  |  |  | 0 | 0.2 | 0.2
5 | 3 | 0 | 2929 | Yes |  |  |  | 0 | 0.2 | 0.2
5 | 3 | 1 | 2930 | Yes |  |  |  | 0 | 0.2 | 0.2
5 | 3 | 2 | 2931 | Yes |  |  |  | 0 | 0.2 | 0.2
5 | 3 | 3 | 2932 | Yes |  |  |  | 0 | 0.2 | 0.2
5 | 3 | 4 | 2933 | Yes |  |  |  | 0 | 0.3 | 0.3
5 | 3 | 5 | 2934 | Yes |  |  |  | 0 | 0.45 | 0.45
5 | 3 | 6 | 2935 | Yes |  |  |  | 0 | 0.58 | 0.58
5 | 3 | 7 | 2936 | Yes |  |  |  | 0 | 0.7 | 0.7
5 | 3 | 8 | 2937 | Yes |  |  |  | 0 | 0.85 | 0.85
5 | 3 | 9 | 2938 | Yes |  |  |  | 0 | 1.03 | 1.03
5 | 3 | 10 | 2939 | Yes |  |  |  | 0 | 0.99 | 0.99
5 | 3 | 11 | 2940 | Yes |  |  |  | 0 | 0.92 | 0.92
5 | 3 | 12 | 2941 | Yes |  |  |  | 0 | 0.95 | 0.95
5 | 3 | 13 | 2942 | Yes |  |  |  | 0 | 1 | 1
5 | 3 | 14 | 2943 | Yes |  |  |  | 0 | 1.02 | 1.02
5 | 3 | 15 | 2944 | Yes |  |  |  | 0 | 1.03 | 1.03
5 | 3 | 16 | 2945 | Yes |  |  |  | 0 | 1.05 | 1.05
5 | 3 | 17 | 2946 | Yes |  |  |  | 0 | 0.85 | 0.85
5 | 3 | 18 | 2947 | Yes |  |  |  | 0 | 0.7 | 0.7
5 | 3 | 19 | 2948 | Yes |  |  |  | 0 | 0.55 | 0.55
5 | 3 | 20 | 2949 | Yes |  |  |  | 0 | 0.35 | 0.35
5 | 3 | 21 | 2950 | Yes |  |  |  | 0 | 0.2 | 0.2
5 | 3 | 22 | 2951 | Yes |  |  |  | 0 | 0.2 | 0.2
5 | 3 | 23 | 2952 | Yes |  |  |  | 0 | 0.2 | 0.2
5 | 4 | 0 | 2953 | Yes |  |  |  | 0 | 0.2 | 0.2
5 | 4 | 1 | 2954 | Yes |  |  |  | 0 | 0.2 | 0.2
5 | 4 | 2 | 2955 | Yes |  |  |  | 0 | 0.2 | 0.2
5 | 4 | 3 | 2956 | Yes |  |  |  | 0 | 0.2 | 0.2
5 | 4 | 4 | 2957 | Yes |  |  |  | 0 | 0.3 | 0.3
5 | 4 | 5 | 2958 | Yes |  |  |  | 0 | 0.45 | 0.45
5 | 4 | 6 | 2959 | Yes |  |  |  | 0 | 0.58 | 0.58
5 | 4 | 7 | 2960 | Yes |  |  |  | 0 | 0.7 | 0.7
5 | 4 | 8 | 2961 | Yes |  |  |  | 0 | 0.85 | 0.85
5 | 4 | 9 | 2962 | Yes |  |  |  | 0 | 1.03 | 1.03
5 | 4 | 10 | 2963 | Yes |  |  |  | 0 | 0.99 | 0.99
5 | 4 | 11 | 2964 | Yes |  |  |  | 0 | 0.92 | 0.92
5 | 4 | 12 | 2965 | Yes |  |  |  | 0 | 0.95 | 0.95
5 | 4 | 13 | 2966 | Yes |  |  |  | 0 | 1 | 1
5 | 4 | 14 | 2967 | Yes |  |  |  | 0 | 1.02 | 1.02
5 | 4 | 15 | 2968 | Yes |  |  |  | 0 | 1.03 | 1.03
5 | 4 | 16 | 2969 | Yes |  |  |  | 0 | 1.05 | 1.05
5 | 4 | 17 | 2970 | Yes |  |  |  | 0 | 0.85 | 0.85
5 | 4 | 18 | 2971 | Yes |  |  |  | 0 | 0.7 | 0.7
5 | 4 | 19 | 2972 | Yes |  |  |  | 0 | 0.55 | 0.55
5 | 4 | 20 | 2973 | Yes |  |  |  | 0 | 0.35 | 0.35
5 | 4 | 21 | 2974 | Yes |  |  |  | 0 | 0.2 | 0.2
5 | 4 | 22 | 2975 | Yes |  |  |  | 0 | 0.2 | 0.2
5 | 4 | 23 | 2976 | Yes |  |  |  | 0 | 0.2 | 0.2
5 | 5 | 0 | 2977 | Yes |  |  |  | 0 | 0.2 | 0.2
5 | 5 | 1 | 2978 | Yes |  |  |  | 0 | 0.2 | 0.2
5 | 5 | 2 | 2979 | Yes |  |  |  | 0 | 0.2 | 0.2
5 | 5 | 3 | 2980 | Yes |  |  |  | 0 | 0.2 | 0.2
5 | 5 | 4 | 2981 | Yes |  |  |  | 0 | 0.3 | 0.3
5 | 5 | 5 | 2982 | Yes |  |  |  | 0 | 0.45 | 0.45
5 | 5 | 6 | 2983 | Yes |  |  |  | 0 | 0.58 | 0.58
5 | 5 | 7 | 2984 | Yes |  |  |  | 0 | 0.7 | 0.7
5 | 5 | 8 | 2985 | Yes |  |  |  | 0 | 0.85 | 0.85
5 | 5 | 9 | 2986 | Yes |  |  |  | 0 | 1.03 | 1.03
5 | 5 | 10 | 2987 | Yes |  |  |  | 0 | 0.99 | 0.99
5 | 5 | 11 | 2988 | Yes |  |  |  | 0 | 0.92 | 0.92
5 | 5 | 12 | 2989 | Yes |  |  |  | 0 | 0.95 | 0.95
5 | 5 | 13 | 2990 | Yes |  |  |  | 0 | 1 | 1
5 | 5 | 14 | 2991 | Yes |  |  |  | 0 | 1.02 | 1.02
5 | 5 | 15 | 2992 | Yes |  |  |  | 0 | 1.03 | 1.03
5 | 5 | 16 | 2993 | Yes |  |  |  | 0 | 1.05 | 1.05
5 | 5 | 17 | 2994 | Yes |  |  |  | 0 | 0.85 | 0.85
5 | 5 | 18 | 2995 | Yes |  |  |  | 0 | 0.7 | 0.7
5 | 5 | 19 | 2996 | Yes |  |  |  | 0 | 0.55 | 0.55
5 | 5 | 20 | 2997 | Yes |  |  |  | 0 | 0.35 | 0.35
5 | 5 | 21 | 2998 | Yes |  |  |  | 0 | 0.2 | 0.2
5 | 5 | 22 | 2999 | Yes |  |  |  | 0 | 0.2 | 0.2
5 | 5 | 23 | 3000 | Yes |  |  |  | 0 | 0.2 | 0.2
5 | 6 | 0 | 3001 | Yes |  |  |  | 0 | 0.2 | 0.2
5 | 6 | 1 | 3002 | Yes |  |  |  | 0 | 0.2 | 0.2
5 | 6 | 2 | 3003 | Yes |  |  |  | 0 | 0.2 | 0.2
5 | 6 | 3 | 3004 | Yes |  |  |  | 0 | 0.2 | 0.2
5 | 6 | 4 | 3005 | Yes |  |  |  | 0 | 0.3 | 0.3
5 | 6 | 5 | 3006 | Yes |  |  |  | 0 | 0.45 | 0.45
5 | 6 | 6 | 3007 | Yes |  |  |  | 0 | 0.58 | 0.58
5 | 6 | 7 | 3008 | Yes |  |  |  | 0 | 0.7 | 0.7
5 | 6 | 8 | 3009 | Yes |  |  |  | 0 | 0.85 | 0.85
5 | 6 | 9 | 3010 | Yes |  |  |  | 0 | 1.03 | 1.03
5 | 6 | 10 | 3011 | Yes |  |  |  | 0 | 0.99 | 0.99
5 | 6 | 11 | 3012 | Yes |  |  |  | 0 | 0.92 | 0.92
5 | 6 | 12 | 3013 | Yes |  |  |  | 0 | 0.95 | 0.95
5 | 6 | 13 | 3014 | Yes |  |  |  | 0 | 1 | 1
5 | 6 | 14 | 3015 | Yes |  |  |  | 0 | 1.02 | 1.02
5 | 6 | 15 | 3016 | Yes |  |  |  | 0 | 1.03 | 1.03
5 | 6 | 16 | 3017 | Yes |  |  |  | 0 | 1.05 | 1.05
5 | 6 | 17 | 3018 | Yes |  |  |  | 0 | 0.85 | 0.85
5 | 6 | 18 | 3019 | Yes |  |  |  | 0 | 0.7 | 0.7
5 | 6 | 19 | 3020 | Yes |  |  |  | 0 | 0.55 | 0.55
5 | 6 | 20 | 3021 | Yes |  |  |  | 0 | 0.35 | 0.35
5 | 6 | 21 | 3022 | Yes |  |  |  | 0 | 0.2 | 0.2
5 | 6 | 22 | 3023 | Yes |  |  |  | 0 | 0.2 | 0.2
5 | 6 | 23 | 3024 | Yes |  |  |  | 0 | 0.2 | 0.2
5 | 7 | 0 | 3025 | Saturday |  |  |  | 0 | 0.2 | 0.2
5 | 7 | 1 | 3026 | Saturday |  |  |  | 0 | 0.2 | 0.2
5 | 7 | 2 | 3027 | Saturday |  |  |  | 0 | 0.2 | 0.2
5 | 7 | 3 | 3028 | Saturday |  |  |  | 0 | 0.2 | 0.2
5 | 7 | 4 | 3029 | Saturday |  |  |  | 0 | 0.3 | 0.3
5 | 7 | 5 | 3030 | Saturday |  |  |  | 0 | 0.45 | 0.45
5 | 7 | 6 | 3031 | Saturday |  |  |  | 0 | 0.58 | 0.58
5 | 7 | 7 | 3032 | Saturday |  |  |  | 0 | 0.7 | 0.7
5 | 7 | 8 | 3033 | Saturday |  |  |  | 0 | 0.85 | 0.85
5 | 7 | 9 | 3034 | Saturday |  |  |  | 0 | 1.03 | 1.03
5 | 7 | 10 | 3035 | Saturday |  |  |  | 0 | 0.99 | 0.99
5 | 7 | 11 | 3036 | Saturday |  |  |  | 0 | 0.92 | 0.92
5 | 7 | 12 | 3037 | Saturday |  |  |  | 0 | 0.95 | 0.95
5 | 7 | 13 | 3038 | Saturday |  |  |  | 0 | 1 | 1
5 | 7 | 14 | 3039 | Saturday |  |  |  | 0 | 1.02 | 1.02
5 | 7 | 15 | 3040 | Saturday |  |  |  | 0 | 1.03 | 1.03
5 | 7 | 16 | 3041 | Saturday |  |  |  | 0 | 1.05 | 1.05
5 | 7 | 17 | 3042 | Saturday |  |  |  | 0 | 0.85 | 0.85
5 | 7 | 18 | 3043 | Saturday |  |  |  | 0 | 0.7 | 0.7
5 | 7 | 19 | 3044 | Saturday |  |  |  | 0 | 0.55 | 0.55
5 | 7 | 20 | 3045 | Saturday |  |  |  | 0 | 0.35 | 0.35
5 | 7 | 21 | 3046 | Saturday |  |  |  | 0 | 0.2 | 0.2
5 | 7 | 22 | 3047 | Saturday |  |  |  | 0 | 0.2 | 0.2
5 | 7 | 23 | 3048 | Saturday |  |  |  | 0 | 0.2 | 0.2
5 | 8 | 0 | 3049 | Sunday |  |  |  | 0 | 0.2 | 0.2
5 | 8 | 1 | 3050 | Sunday |  |  |  | 0 | 0.2 | 0.2
5 | 8 | 2 | 3051 | Sunday |  |  |  | 0 | 0.2 | 0.2
5 | 8 | 3 | 3052 | Sunday |  |  |  | 0 | 0.2 | 0.2
5 | 8 | 4 | 3053 | Sunday |  |  |  | 0 | 0.3 | 0.3
5 | 8 | 5 | 3054 | Sunday |  |  |  | 0 | 0.45 | 0.45
5 | 8 | 6 | 3055 | Sunday |  |  |  | 0 | 0.58 | 0.58
5 | 8 | 7 | 3056 | Sunday |  |  |  | 0 | 0.7 | 0.7
5 | 8 | 8 | 3057 | Sunday |  |  |  | 0 | 0.85 | 0.85
5 | 8 | 9 | 3058 | Sunday |  |  |  | 0 | 1.03 | 1.03
5 | 8 | 10 | 3059 | Sunday |  |  |  | 0 | 0.99 | 0.99
5 | 8 | 11 | 3060 | Sunday |  |  |  | 0 | 0.92 | 0.92
5 | 8 | 12 | 3061 | Sunday |  |  |  | 0 | 0.95 | 0.95
5 | 8 | 13 | 3062 | Sunday |  |  |  | 0 | 1 | 1
5 | 8 | 14 | 3063 | Sunday |  |  |  | 0 | 1.02 | 1.02
5 | 8 | 15 | 3064 | Sunday |  |  |  | 0 | 1.03 | 1.03
5 | 8 | 16 | 3065 | Sunday |  |  |  | 0 | 1.05 | 1.05
5 | 8 | 17 | 3066 | Sunday |  |  |  | 0 | 0.85 | 0.85
5 | 8 | 18 | 3067 | Sunday |  |  |  | 0 | 0.7 | 0.7
5 | 8 | 19 | 3068 | Sunday |  |  |  | 0 | 0.55 | 0.55
5 | 8 | 20 | 3069 | Sunday |  |  |  | 0 | 0.35 | 0.35
5 | 8 | 21 | 3070 | Sunday |  |  |  | 0 | 0.2 | 0.2
5 | 8 | 22 | 3071 | Sunday |  |  |  | 0 | 0.2 | 0.2
5 | 8 | 23 | 3072 | Sunday |  |  |  | 0 | 0.2 | 0.2
5 | 9 | 0 | 3073 | Yes |  |  |  | 0 | 0.2 | 0.2
5 | 9 | 1 | 3074 | Yes |  |  |  | 0 | 0.2 | 0.2
5 | 9 | 2 | 3075 | Yes |  |  |  | 0 | 0.2 | 0.2
5 | 9 | 3 | 3076 | Yes |  |  |  | 0 | 0.2 | 0.2
5 | 9 | 4 | 3077 | Yes |  |  |  | 0 | 0.3 | 0.3
5 | 9 | 5 | 3078 | Yes |  |  |  | 0 | 0.45 | 0.45
5 | 9 | 6 | 3079 | Yes |  |  |  | 0 | 0.58 | 0.58
5 | 9 | 7 | 3080 | Yes |  |  |  | 0 | 0.7 | 0.7
5 | 9 | 8 | 3081 | Yes |  |  |  | 0 | 0.85 | 0.85
5 | 9 | 9 | 3082 | Yes |  |  |  | 0 | 1.03 | 1.03
5 | 9 | 10 | 3083 | Yes |  |  |  | 0 | 0.99 | 0.99
5 | 9 | 11 | 3084 | Yes |  |  |  | 0 | 0.92 | 0.92
5 | 9 | 12 | 3085 | Yes |  |  |  | 0 | 0.95 | 0.95
5 | 9 | 13 | 3086 | Yes |  |  |  | 0 | 1 | 1
5 | 9 | 14 | 3087 | Yes |  |  |  | 0 | 1.02 | 1.02
5 | 9 | 15 | 3088 | Yes |  |  |  | 0 | 1.03 | 1.03
5 | 9 | 16 | 3089 | Yes |  |  |  | 0 | 1.05 | 1.05
5 | 9 | 17 | 3090 | Yes |  |  |  | 0 | 0.85 | 0.85
5 | 9 | 18 | 3091 | Yes |  |  |  | 0 | 0.7 | 0.7
5 | 9 | 19 | 3092 | Yes |  |  |  | 0 | 0.55 | 0.55
5 | 9 | 20 | 3093 | Yes |  |  |  | 0 | 0.35 | 0.35
5 | 9 | 21 | 3094 | Yes |  |  |  | 0 | 0.2 | 0.2
5 | 9 | 22 | 3095 | Yes |  |  |  | 0 | 0.2 | 0.2
5 | 9 | 23 | 3096 | Yes |  |  |  | 0 | 0.2 | 0.2
5 | 10 | 0 | 3097 | Yes |  |  |  | 0 | 0.2 | 0.2
5 | 10 | 1 | 3098 | Yes |  |  |  | 0 | 0.2 | 0.2
5 | 10 | 2 | 3099 | Yes |  |  |  | 0 | 0.2 | 0.2
5 | 10 | 3 | 3100 | Yes |  |  |  | 0 | 0.2 | 0.2
5 | 10 | 4 | 3101 | Yes |  |  |  | 0 | 0.3 | 0.3
5 | 10 | 5 | 3102 | Yes |  |  |  | 0 | 0.45 | 0.45
5 | 10 | 6 | 3103 | Yes |  |  |  | 0 | 0.58 | 0.58
5 | 10 | 7 | 3104 | Yes |  |  |  | 0 | 0.7 | 0.7
5 | 10 | 8 | 3105 | Yes |  |  |  | 0 | 0.85 | 0.85
5 | 10 | 9 | 3106 | Yes |  |  |  | 0 | 1.03 | 1.03
5 | 10 | 10 | 3107 | Yes |  |  |  | 0 | 0.99 | 0.99
5 | 10 | 11 | 3108 | Yes |  |  |  | 0 | 0.92 | 0.92
5 | 10 | 12 | 3109 | Yes |  |  |  | 0 | 0.95 | 0.95
5 | 10 | 13 | 3110 | Yes |  |  |  | 0 | 1 | 1
5 | 10 | 14 | 3111 | Yes |  |  |  | 0 | 1.02 | 1.02
5 | 10 | 15 | 3112 | Yes |  |  |  | 0 | 1.03 | 1.03
5 | 10 | 16 | 3113 | Yes |  |  |  | 0 | 1.05 | 1.05
5 | 10 | 17 | 3114 | Yes |  |  |  | 0 | 0.85 | 0.85
5 | 10 | 18 | 3115 | Yes |  |  |  | 0 | 0.7 | 0.7
5 | 10 | 19 | 3116 | Yes |  |  |  | 0 | 0.55 | 0.55
5 | 10 | 20 | 3117 | Yes |  |  |  | 0 | 0.35 | 0.35
5 | 10 | 21 | 3118 | Yes |  |  |  | 0 | 0.2 | 0.2
5 | 10 | 22 | 3119 | Yes |  |  |  | 0 | 0.2 | 0.2
5 | 10 | 23 | 3120 | Yes |  |  |  | 0 | 0.2 | 0.2
5 | 11 | 0 | 3121 | Yes |  |  |  | 0 | 0.2 | 0.2
5 | 11 | 1 | 3122 | Yes |  |  |  | 0 | 0.2 | 0.2
5 | 11 | 2 | 3123 | Yes |  |  |  | 0 | 0.2 | 0.2
5 | 11 | 3 | 3124 | Yes |  |  |  | 0 | 0.2 | 0.2
5 | 11 | 4 | 3125 | Yes |  |  |  | 0 | 0.3 | 0.3
5 | 11 | 5 | 3126 | Yes |  |  |  | 0 | 0.45 | 0.45
5 | 11 | 6 | 3127 | Yes |  |  |  | 0 | 0.58 | 0.58
5 | 11 | 7 | 3128 | Yes |  |  |  | 0 | 0.7 | 0.7
5 | 11 | 8 | 3129 | Yes |  |  |  | 0 | 0.85 | 0.85
5 | 11 | 9 | 3130 | Yes |  |  |  | 0 | 1.03 | 1.03
5 | 11 | 10 | 3131 | Yes |  |  |  | 0 | 0.99 | 0.99
5 | 11 | 11 | 3132 | Yes |  |  |  | 0 | 0.92 | 0.92
5 | 11 | 12 | 3133 | Yes |  |  |  | 0 | 0.95 | 0.95
5 | 11 | 13 | 3134 | Yes |  |  |  | 0 | 1 | 1
5 | 11 | 14 | 3135 | Yes |  |  |  | 0 | 1.02 | 1.02
5 | 11 | 15 | 3136 | Yes |  |  |  | 0 | 1.03 | 1.03
5 | 11 | 16 | 3137 | Yes |  |  |  | 0 | 1.05 | 1.05
5 | 11 | 17 | 3138 | Yes |  |  |  | 0 | 0.85 | 0.85
5 | 11 | 18 | 3139 | Yes |  |  |  | 0 | 0.7 | 0.7
5 | 11 | 19 | 3140 | Yes |  |  |  | 0 | 0.55 | 0.55
5 | 11 | 20 | 3141 | Yes |  |  |  | 0 | 0.35 | 0.35
5 | 11 | 21 | 3142 | Yes |  |  |  | 0 | 0.2 | 0.2
5 | 11 | 22 | 3143 | Yes |  |  |  | 0 | 0.2 | 0.2
5 | 11 | 23 | 3144 | Yes |  |  |  | 0 | 0.2 | 0.2
5 | 12 | 0 | 3145 | Yes |  |  |  | 0 | 0.2 | 0.2
5 | 12 | 1 | 3146 | Yes |  |  |  | 0 | 0.2 | 0.2
5 | 12 | 2 | 3147 | Yes |  |  |  | 0 | 0.2 | 0.2
5 | 12 | 3 | 3148 | Yes |  |  |  | 0 | 0.2 | 0.2
5 | 12 | 4 | 3149 | Yes |  |  |  | 0 | 0.3 | 0.3
5 | 12 | 5 | 3150 | Yes |  |  |  | 0 | 0.45 | 0.45
5 | 12 | 6 | 3151 | Yes |  |  |  | 0 | 0.58 | 0.58
5 | 12 | 7 | 3152 | Yes |  |  |  | 0 | 0.7 | 0.7
5 | 12 | 8 | 3153 | Yes |  |  |  | 0 | 0.85 | 0.85
5 | 12 | 9 | 3154 | Yes |  |  |  | 0 | 1.03 | 1.03
5 | 12 | 10 | 3155 | Yes |  |  |  | 0 | 0.99 | 0.99
5 | 12 | 11 | 3156 | Yes |  |  |  | 0 | 0.92 | 0.92
5 | 12 | 12 | 3157 | Yes |  |  |  | 0 | 0.95 | 0.95
5 | 12 | 13 | 3158 | Yes |  |  |  | 0 | 1 | 1
5 | 12 | 14 | 3159 | Yes |  |  |  | 0 | 1.02 | 1.02
5 | 12 | 15 | 3160 | Yes |  |  |  | 0 | 1.03 | 1.03
5 | 12 | 16 | 3161 | Yes |  |  |  | 0 | 1.05 | 1.05
5 | 12 | 17 | 3162 | Yes |  |  |  | 0 | 0.85 | 0.85
5 | 12 | 18 | 3163 | Yes |  |  |  | 0 | 0.7 | 0.7
5 | 12 | 19 | 3164 | Yes |  |  |  | 0 | 0.55 | 0.55
5 | 12 | 20 | 3165 | Yes |  |  |  | 0 | 0.35 | 0.35
5 | 12 | 21 | 3166 | Yes |  |  |  | 0 | 0.2 | 0.2
5 | 12 | 22 | 3167 | Yes |  |  |  | 0 | 0.2 | 0.2
5 | 12 | 23 | 3168 | Yes |  |  |  | 0 | 0.2 | 0.2
5 | 13 | 0 | 3169 | Yes |  |  |  | 0 | 0.2 | 0.2
5 | 13 | 1 | 3170 | Yes |  |  |  | 0 | 0.2 | 0.2
5 | 13 | 2 | 3171 | Yes |  |  |  | 0 | 0.2 | 0.2
5 | 13 | 3 | 3172 | Yes |  |  |  | 0 | 0.2 | 0.2
5 | 13 | 4 | 3173 | Yes |  |  |  | 0 | 0.3 | 0.3
5 | 13 | 5 | 3174 | Yes |  |  |  | 0 | 0.45 | 0.45
5 | 13 | 6 | 3175 | Yes |  |  |  | 0 | 0.58 | 0.58
5 | 13 | 7 | 3176 | Yes |  |  |  | 0 | 0.7 | 0.7
5 | 13 | 8 | 3177 | Yes |  |  |  | 0 | 0.85 | 0.85
5 | 13 | 9 | 3178 | Yes |  |  |  | 0 | 1.03 | 1.03
5 | 13 | 10 | 3179 | Yes |  |  |  | 0 | 0.99 | 0.99
5 | 13 | 11 | 3180 | Yes |  |  |  | 0 | 0.92 | 0.92
5 | 13 | 12 | 3181 | Yes |  |  |  | 0 | 0.95 | 0.95
5 | 13 | 13 | 3182 | Yes |  |  |  | 0 | 1 | 1
5 | 13 | 14 | 3183 | Yes |  |  |  | 0 | 1.02 | 1.02
5 | 13 | 15 | 3184 | Yes |  |  |  | 0 | 1.03 | 1.03
5 | 13 | 16 | 3185 | Yes |  |  |  | 0 | 1.05 | 1.05
5 | 13 | 17 | 3186 | Yes |  |  |  | 0 | 0.85 | 0.85
5 | 13 | 18 | 3187 | Yes |  |  |  | 0 | 0.7 | 0.7
5 | 13 | 19 | 3188 | Yes |  |  |  | 0 | 0.55 | 0.55
5 | 13 | 20 | 3189 | Yes |  |  |  | 0 | 0.35 | 0.35
5 | 13 | 21 | 3190 | Yes |  |  |  | 0 | 0.2 | 0.2
5 | 13 | 22 | 3191 | Yes |  |  |  | 0 | 0.2 | 0.2
5 | 13 | 23 | 3192 | Yes |  |  |  | 0 | 0.2 | 0.2
5 | 14 | 0 | 3193 | Saturday |  |  |  | 0 | 0.2 | 0.2
5 | 14 | 1 | 3194 | Saturday |  |  |  | 0 | 0.2 | 0.2
5 | 14 | 2 | 3195 | Saturday |  |  |  | 0 | 0.2 | 0.2
5 | 14 | 3 | 3196 | Saturday |  |  |  | 0 | 0.2 | 0.2
5 | 14 | 4 | 3197 | Saturday |  |  |  | 0 | 0.3 | 0.3
5 | 14 | 5 | 3198 | Saturday |  |  |  | 0 | 0.45 | 0.45
5 | 14 | 6 | 3199 | Saturday |  |  |  | 0 | 0.58 | 0.58
5 | 14 | 7 | 3200 | Saturday |  |  |  | 0 | 0.7 | 0.7
5 | 14 | 8 | 3201 | Saturday |  |  |  | 0 | 0.85 | 0.85
5 | 14 | 9 | 3202 | Saturday |  |  |  | 0 | 1.03 | 1.03
5 | 14 | 10 | 3203 | Saturday |  |  |  | 0 | 0.99 | 0.99
5 | 14 | 11 | 3204 | Saturday |  |  |  | 0 | 0.92 | 0.92
5 | 14 | 12 | 3205 | Saturday |  |  |  | 0 | 0.95 | 0.95
5 | 14 | 13 | 3206 | Saturday |  |  |  | 0 | 1 | 1
5 | 14 | 14 | 3207 | Saturday |  |  |  | 0 | 1.02 | 1.02
5 | 14 | 15 | 3208 | Saturday |  |  |  | 0 | 1.03 | 1.03
5 | 14 | 16 | 3209 | Saturday |  |  |  | 0 | 1.05 | 1.05
5 | 14 | 17 | 3210 | Saturday |  |  |  | 0 | 0.85 | 0.85
5 | 14 | 18 | 3211 | Saturday |  |  |  | 0 | 0.7 | 0.7
5 | 14 | 19 | 3212 | Saturday |  |  |  | 0 | 0.55 | 0.55
5 | 14 | 20 | 3213 | Saturday |  |  |  | 0 | 0.35 | 0.35
5 | 14 | 21 | 3214 | Saturday |  |  |  | 0 | 0.2 | 0.2
5 | 14 | 22 | 3215 | Saturday |  |  |  | 0 | 0.2 | 0.2
5 | 14 | 23 | 3216 | Saturday |  |  |  | 0 | 0.2 | 0.2
5 | 15 | 0 | 3217 | Sunday |  |  |  | 0 | 0.2 | 0.2
5 | 15 | 1 | 3218 | Sunday |  |  |  | 0 | 0.2 | 0.2
5 | 15 | 2 | 3219 | Sunday |  |  |  | 0 | 0.2 | 0.2
5 | 15 | 3 | 3220 | Sunday |  |  |  | 0 | 0.2 | 0.2
5 | 15 | 4 | 3221 | Sunday |  |  |  | 0 | 0.3 | 0.3
5 | 15 | 5 | 3222 | Sunday |  |  |  | 0 | 0.45 | 0.45
5 | 15 | 6 | 3223 | Sunday |  |  |  | 0 | 0.58 | 0.58
5 | 15 | 7 | 3224 | Sunday |  |  |  | 0 | 0.7 | 0.7
5 | 15 | 8 | 3225 | Sunday |  |  |  | 0 | 0.85 | 0.85
5 | 15 | 9 | 3226 | Sunday |  |  |  | 0 | 1.03 | 1.03
5 | 15 | 10 | 3227 | Sunday |  |  |  | 0 | 0.99 | 0.99
5 | 15 | 11 | 3228 | Sunday |  |  |  | 0 | 0.92 | 0.92
5 | 15 | 12 | 3229 | Sunday |  |  |  | 0 | 0.95 | 0.95
5 | 15 | 13 | 3230 | Sunday |  |  |  | 0 | 1 | 1
5 | 15 | 14 | 3231 | Sunday |  |  |  | 0 | 1.02 | 1.02
5 | 15 | 15 | 3232 | Sunday |  |  |  | 0 | 1.03 | 1.03
5 | 15 | 16 | 3233 | Sunday |  |  |  | 0 | 1.05 | 1.05
5 | 15 | 17 | 3234 | Sunday |  |  |  | 0 | 0.85 | 0.85
5 | 15 | 18 | 3235 | Sunday |  |  |  | 0 | 0.7 | 0.7
5 | 15 | 19 | 3236 | Sunday |  |  |  | 0 | 0.55 | 0.55
5 | 15 | 20 | 3237 | Sunday |  |  |  | 0 | 0.35 | 0.35
5 | 15 | 21 | 3238 | Sunday |  |  |  | 0 | 0.2 | 0.2
5 | 15 | 22 | 3239 | Sunday |  |  |  | 0 | 0.2 | 0.2
5 | 15 | 23 | 3240 | Sunday |  |  |  | 0 | 0.2 | 0.2
5 | 16 | 0 | 3241 | Yes |  |  |  | 0 | 0.2 | 0.2
5 | 16 | 1 | 3242 | Yes |  |  |  | 0 | 0.2 | 0.2
5 | 16 | 2 | 3243 | Yes |  |  |  | 0 | 0.2 | 0.2
5 | 16 | 3 | 3244 | Yes |  |  |  | 0 | 0.2 | 0.2
5 | 16 | 4 | 3245 | Yes |  |  |  | 0 | 0.3 | 0.3
5 | 16 | 5 | 3246 | Yes |  |  |  | 0 | 0.45 | 0.45
5 | 16 | 6 | 3247 | Yes |  |  |  | 0 | 0.58 | 0.58
5 | 16 | 7 | 3248 | Yes |  |  |  | 0 | 0.7 | 0.7
5 | 16 | 8 | 3249 | Yes |  |  |  | 0 | 0.85 | 0.85
5 | 16 | 9 | 3250 | Yes |  |  |  | 0 | 1.03 | 1.03
5 | 16 | 10 | 3251 | Yes |  |  |  | 0 | 0.99 | 0.99
5 | 16 | 11 | 3252 | Yes |  |  |  | 0 | 0.92 | 0.92
5 | 16 | 12 | 3253 | Yes |  |  |  | 0 | 0.95 | 0.95
5 | 16 | 13 | 3254 | Yes |  |  |  | 0 | 1 | 1
5 | 16 | 14 | 3255 | Yes |  |  |  | 0 | 1.02 | 1.02
5 | 16 | 15 | 3256 | Yes |  |  |  | 0 | 1.03 | 1.03
5 | 16 | 16 | 3257 | Yes |  |  |  | 0 | 1.05 | 1.05
5 | 16 | 17 | 3258 | Yes |  |  |  | 0 | 0.85 | 0.85
5 | 16 | 18 | 3259 | Yes |  |  |  | 0 | 0.7 | 0.7
5 | 16 | 19 | 3260 | Yes |  |  |  | 0 | 0.55 | 0.55
5 | 16 | 20 | 3261 | Yes |  |  |  | 0 | 0.35 | 0.35
5 | 16 | 21 | 3262 | Yes |  |  |  | 0 | 0.2 | 0.2
5 | 16 | 22 | 3263 | Yes |  |  |  | 0 | 0.2 | 0.2
5 | 16 | 23 | 3264 | Yes |  |  |  | 0 | 0.2 | 0.2
5 | 17 | 0 | 3265 | Yes |  |  |  | 0 | 0.2 | 0.2
5 | 17 | 1 | 3266 | Yes |  |  |  | 0 | 0.2 | 0.2
5 | 17 | 2 | 3267 | Yes |  |  |  | 0 | 0.2 | 0.2
5 | 17 | 3 | 3268 | Yes |  |  |  | 0 | 0.2 | 0.2
5 | 17 | 4 | 3269 | Yes |  |  |  | 0 | 0.3 | 0.3
5 | 17 | 5 | 3270 | Yes |  |  |  | 0 | 0.45 | 0.45
5 | 17 | 6 | 3271 | Yes |  |  |  | 0 | 0.58 | 0.58
5 | 17 | 7 | 3272 | Yes |  |  |  | 0 | 0.7 | 0.7
5 | 17 | 8 | 3273 | Yes |  |  |  | 0 | 0.85 | 0.85
5 | 17 | 9 | 3274 | Yes |  |  |  | 0 | 1.03 | 1.03
5 | 17 | 10 | 3275 | Yes |  |  |  | 0 | 0.99 | 0.99
5 | 17 | 11 | 3276 | Yes |  |  |  | 0 | 0.92 | 0.92
5 | 17 | 12 | 3277 | Yes |  |  |  | 0 | 0.95 | 0.95
5 | 17 | 13 | 3278 | Yes |  |  |  | 0 | 1 | 1
5 | 17 | 14 | 3279 | Yes |  |  |  | 0 | 1.02 | 1.02
5 | 17 | 15 | 3280 | Yes |  |  |  | 0 | 1.03 | 1.03
5 | 17 | 16 | 3281 | Yes |  |  |  | 0 | 1.05 | 1.05
5 | 17 | 17 | 3282 | Yes |  |  |  | 0 | 0.85 | 0.85
5 | 17 | 18 | 3283 | Yes |  |  |  | 0 | 0.7 | 0.7
5 | 17 | 19 | 3284 | Yes |  |  |  | 0 | 0.55 | 0.55
5 | 17 | 20 | 3285 | Yes |  |  |  | 0 | 0.35 | 0.35
5 | 17 | 21 | 3286 | Yes |  |  |  | 0 | 0.2 | 0.2
5 | 17 | 22 | 3287 | Yes |  |  |  | 0 | 0.2 | 0.2
5 | 17 | 23 | 3288 | Yes |  |  |  | 0 | 0.2 | 0.2
5 | 18 | 0 | 3289 | Yes |  |  |  | 0 | 0.2 | 0.2
5 | 18 | 1 | 3290 | Yes |  |  |  | 0 | 0.2 | 0.2
5 | 18 | 2 | 3291 | Yes |  |  |  | 0 | 0.2 | 0.2
5 | 18 | 3 | 3292 | Yes |  |  |  | 0 | 0.2 | 0.2
5 | 18 | 4 | 3293 | Yes |  |  |  | 0 | 0.3 | 0.3
5 | 18 | 5 | 3294 | Yes |  |  |  | 0 | 0.45 | 0.45
5 | 18 | 6 | 3295 | Yes |  |  |  | 0 | 0.58 | 0.58
5 | 18 | 7 | 3296 | Yes |  |  |  | 0 | 0.7 | 0.7
5 | 18 | 8 | 3297 | Yes |  |  |  | 0 | 0.85 | 0.85
5 | 18 | 9 | 3298 | Yes |  |  |  | 0 | 1.03 | 1.03
5 | 18 | 10 | 3299 | Yes |  |  |  | 0 | 0.99 | 0.99
5 | 18 | 11 | 3300 | Yes |  |  |  | 0 | 0.92 | 0.92
5 | 18 | 12 | 3301 | Yes |  |  |  | 0 | 0.95 | 0.95
5 | 18 | 13 | 3302 | Yes |  |  |  | 0 | 1 | 1
5 | 18 | 14 | 3303 | Yes |  |  |  | 0 | 1.02 | 1.02
5 | 18 | 15 | 3304 | Yes |  |  |  | 0 | 1.03 | 1.03
5 | 18 | 16 | 3305 | Yes |  |  |  | 0 | 1.05 | 1.05
5 | 18 | 17 | 3306 | Yes |  |  |  | 0 | 0.85 | 0.85
5 | 18 | 18 | 3307 | Yes |  |  |  | 0 | 0.7 | 0.7
5 | 18 | 19 | 3308 | Yes |  |  |  | 0 | 0.55 | 0.55
5 | 18 | 20 | 3309 | Yes |  |  |  | 0 | 0.35 | 0.35
5 | 18 | 21 | 3310 | Yes |  |  |  | 0 | 0.2 | 0.2
5 | 18 | 22 | 3311 | Yes |  |  |  | 0 | 0.2 | 0.2
5 | 18 | 23 | 3312 | Yes |  |  |  | 0 | 0.2 | 0.2
5 | 19 | 0 | 3313 | Yes |  |  |  | 0 | 0.2 | 0.2
5 | 19 | 1 | 3314 | Yes |  |  |  | 0 | 0.2 | 0.2
5 | 19 | 2 | 3315 | Yes |  |  |  | 0 | 0.2 | 0.2
5 | 19 | 3 | 3316 | Yes |  |  |  | 0 | 0.2 | 0.2
5 | 19 | 4 | 3317 | Yes |  |  |  | 0 | 0.3 | 0.3
5 | 19 | 5 | 3318 | Yes |  |  |  | 0 | 0.45 | 0.45
5 | 19 | 6 | 3319 | Yes |  |  |  | 0 | 0.58 | 0.58
5 | 19 | 7 | 3320 | Yes |  |  |  | 0 | 0.7 | 0.7
5 | 19 | 8 | 3321 | Yes |  |  |  | 0 | 0.85 | 0.85
5 | 19 | 9 | 3322 | Yes |  |  |  | 0 | 1.03 | 1.03
5 | 19 | 10 | 3323 | Yes |  |  |  | 0 | 0.99 | 0.99
5 | 19 | 11 | 3324 | Yes |  |  |  | 0 | 0.92 | 0.92
5 | 19 | 12 | 3325 | Yes |  |  |  | 0 | 0.95 | 0.95
5 | 19 | 13 | 3326 | Yes |  |  |  | 0 | 1 | 1
5 | 19 | 14 | 3327 | Yes |  |  |  | 0 | 1.02 | 1.02
5 | 19 | 15 | 3328 | Yes |  |  |  | 0 | 1.03 | 1.03
5 | 19 | 16 | 3329 | Yes |  |  |  | 0 | 1.05 | 1.05
5 | 19 | 17 | 3330 | Yes |  |  |  | 0 | 0.85 | 0.85
5 | 19 | 18 | 3331 | Yes |  |  |  | 0 | 0.7 | 0.7
5 | 19 | 19 | 3332 | Yes |  |  |  | 0 | 0.55 | 0.55
5 | 19 | 20 | 3333 | Yes |  |  |  | 0 | 0.35 | 0.35
5 | 19 | 21 | 3334 | Yes |  |  |  | 0 | 0.2 | 0.2
5 | 19 | 22 | 3335 | Yes |  |  |  | 0 | 0.2 | 0.2
5 | 19 | 23 | 3336 | Yes |  |  |  | 0 | 0.2 | 0.2
5 | 20 | 0 | 3337 | Yes |  |  |  | 0 | 0.2 | 0.2
5 | 20 | 1 | 3338 | Yes |  |  |  | 0 | 0.2 | 0.2
5 | 20 | 2 | 3339 | Yes |  |  |  | 0 | 0.2 | 0.2
5 | 20 | 3 | 3340 | Yes |  |  |  | 0 | 0.2 | 0.2
5 | 20 | 4 | 3341 | Yes |  |  |  | 0 | 0.3 | 0.3
5 | 20 | 5 | 3342 | Yes |  |  |  | 0 | 0.45 | 0.45
5 | 20 | 6 | 3343 | Yes |  |  |  | 0 | 0.58 | 0.58
5 | 20 | 7 | 3344 | Yes |  |  |  | 0 | 0.7 | 0.7
5 | 20 | 8 | 3345 | Yes |  |  |  | 0 | 0.85 | 0.85
5 | 20 | 9 | 3346 | Yes |  |  |  | 0 | 1.03 | 1.03
5 | 20 | 10 | 3347 | Yes |  |  |  | 0 | 0.99 | 0.99
5 | 20 | 11 | 3348 | Yes |  |  |  | 0 | 0.92 | 0.92
5 | 20 | 12 | 3349 | Yes |  |  |  | 0 | 0.95 | 0.95
5 | 20 | 13 | 3350 | Yes |  |  |  | 0 | 1 | 1
5 | 20 | 14 | 3351 | Yes |  |  |  | 0 | 1.02 | 1.02
5 | 20 | 15 | 3352 | Yes |  |  |  | 0 | 1.03 | 1.03
5 | 20 | 16 | 3353 | Yes |  |  |  | 0 | 1.05 | 1.05
5 | 20 | 17 | 3354 | Yes |  |  |  | 0 | 0.85 | 0.85
5 | 20 | 18 | 3355 | Yes |  |  |  | 0 | 0.7 | 0.7
5 | 20 | 19 | 3356 | Yes |  |  |  | 0 | 0.55 | 0.55
5 | 20 | 20 | 3357 | Yes |  |  |  | 0 | 0.35 | 0.35
5 | 20 | 21 | 3358 | Yes |  |  |  | 0 | 0.2 | 0.2
5 | 20 | 22 | 3359 | Yes |  |  |  | 0 | 0.2 | 0.2
5 | 20 | 23 | 3360 | Yes |  |  |  | 0 | 0.2 | 0.2
5 | 21 | 0 | 3361 | Saturday |  |  |  | 0 | 0.2 | 0.2
5 | 21 | 1 | 3362 | Saturday |  |  |  | 0 | 0.2 | 0.2
5 | 21 | 2 | 3363 | Saturday |  |  |  | 0 | 0.2 | 0.2
5 | 21 | 3 | 3364 | Saturday |  |  |  | 0 | 0.2 | 0.2
5 | 21 | 4 | 3365 | Saturday |  |  |  | 0 | 0.3 | 0.3
5 | 21 | 5 | 3366 | Saturday |  |  |  | 0 | 0.45 | 0.45
5 | 21 | 6 | 3367 | Saturday |  |  |  | 0 | 0.58 | 0.58
5 | 21 | 7 | 3368 | Saturday |  |  |  | 0 | 0.7 | 0.7
5 | 21 | 8 | 3369 | Saturday |  |  |  | 0 | 0.85 | 0.85
5 | 21 | 9 | 3370 | Saturday |  |  |  | 0 | 1.03 | 1.03
5 | 21 | 10 | 3371 | Saturday |  |  |  | 0 | 0.99 | 0.99
5 | 21 | 11 | 3372 | Saturday |  |  |  | 0 | 0.92 | 0.92
5 | 21 | 12 | 3373 | Saturday |  |  |  | 0 | 0.95 | 0.95
5 | 21 | 13 | 3374 | Saturday |  |  |  | 0 | 1 | 1
5 | 21 | 14 | 3375 | Saturday |  |  |  | 0 | 1.02 | 1.02
5 | 21 | 15 | 3376 | Saturday |  |  |  | 0 | 1.03 | 1.03
5 | 21 | 16 | 3377 | Saturday |  |  |  | 0 | 1.05 | 1.05
5 | 21 | 17 | 3378 | Saturday |  |  |  | 0 | 0.85 | 0.85
5 | 21 | 18 | 3379 | Saturday |  |  |  | 0 | 0.7 | 0.7
5 | 21 | 19 | 3380 | Saturday |  |  |  | 0 | 0.55 | 0.55
5 | 21 | 20 | 3381 | Saturday |  |  |  | 0 | 0.35 | 0.35
5 | 21 | 21 | 3382 | Saturday |  |  |  | 0 | 0.2 | 0.2
5 | 21 | 22 | 3383 | Saturday |  |  |  | 0 | 0.2 | 0.2
5 | 21 | 23 | 3384 | Saturday |  |  |  | 0 | 0.2 | 0.2
5 | 22 | 0 | 3385 | Sunday |  |  |  | 0 | 0.2 | 0.2
5 | 22 | 1 | 3386 | Sunday |  |  |  | 0 | 0.2 | 0.2
5 | 22 | 2 | 3387 | Sunday |  |  |  | 0 | 0.2 | 0.2
5 | 22 | 3 | 3388 | Sunday |  |  |  | 0 | 0.2 | 0.2
5 | 22 | 4 | 3389 | Sunday |  |  |  | 0 | 0.3 | 0.3
5 | 22 | 5 | 3390 | Sunday |  |  |  | 0 | 0.45 | 0.45
5 | 22 | 6 | 3391 | Sunday |  |  |  | 0 | 0.58 | 0.58
5 | 22 | 7 | 3392 | Sunday |  |  |  | 0 | 0.7 | 0.7
5 | 22 | 8 | 3393 | Sunday |  |  |  | 0 | 0.85 | 0.85
5 | 22 | 9 | 3394 | Sunday |  |  |  | 0 | 1.03 | 1.03
5 | 22 | 10 | 3395 | Sunday |  |  |  | 0 | 0.99 | 0.99
5 | 22 | 11 | 3396 | Sunday |  |  |  | 0 | 0.92 | 0.92
5 | 22 | 12 | 3397 | Sunday |  |  |  | 0 | 0.95 | 0.95
5 | 22 | 13 | 3398 | Sunday |  |  |  | 0 | 1 | 1
5 | 22 | 14 | 3399 | Sunday |  |  |  | 0 | 1.02 | 1.02
5 | 22 | 15 | 3400 | Sunday |  |  |  | 0 | 1.03 | 1.03
5 | 22 | 16 | 3401 | Sunday |  |  |  | 0 | 1.05 | 1.05
5 | 22 | 17 | 3402 | Sunday |  |  |  | 0 | 0.85 | 0.85
5 | 22 | 18 | 3403 | Sunday |  |  |  | 0 | 0.7 | 0.7
5 | 22 | 19 | 3404 | Sunday |  |  |  | 0 | 0.55 | 0.55
5 | 22 | 20 | 3405 | Sunday |  |  |  | 0 | 0.35 | 0.35
5 | 22 | 21 | 3406 | Sunday |  |  |  | 0 | 0.2 | 0.2
5 | 22 | 22 | 3407 | Sunday |  |  |  | 0 | 0.2 | 0.2
5 | 22 | 23 | 3408 | Sunday |  |  |  | 0 | 0.2 | 0.2
5 | 23 | 0 | 3409 | Yes |  |  |  | 0 | 0.2 | 0.2
5 | 23 | 1 | 3410 | Yes |  |  |  | 0 | 0.2 | 0.2
5 | 23 | 2 | 3411 | Yes |  |  |  | 0 | 0.2 | 0.2
5 | 23 | 3 | 3412 | Yes |  |  |  | 0 | 0.2 | 0.2
5 | 23 | 4 | 3413 | Yes |  |  |  | 0 | 0.3 | 0.3
5 | 23 | 5 | 3414 | Yes |  |  |  | 0 | 0.45 | 0.45
5 | 23 | 6 | 3415 | Yes |  |  |  | 0 | 0.58 | 0.58
5 | 23 | 7 | 3416 | Yes |  |  |  | 0 | 0.7 | 0.7
5 | 23 | 8 | 3417 | Yes |  |  |  | 0 | 0.85 | 0.85
5 | 23 | 9 | 3418 | Yes |  |  |  | 0 | 1.03 | 1.03
5 | 23 | 10 | 3419 | Yes |  |  |  | 0 | 0.99 | 0.99
5 | 23 | 11 | 3420 | Yes |  |  |  | 0 | 0.92 | 0.92
5 | 23 | 12 | 3421 | Yes |  |  |  | 0 | 0.95 | 0.95
5 | 23 | 13 | 3422 | Yes |  |  |  | 0 | 1 | 1
5 | 23 | 14 | 3423 | Yes |  |  |  | 0 | 1.02 | 1.02
5 | 23 | 15 | 3424 | Yes |  |  |  | 0 | 1.03 | 1.03
5 | 23 | 16 | 3425 | Yes |  |  |  | 0 | 1.05 | 1.05
5 | 23 | 17 | 3426 | Yes |  |  |  | 0 | 0.85 | 0.85
5 | 23 | 18 | 3427 | Yes |  |  |  | 0 | 0.7 | 0.7
5 | 23 | 19 | 3428 | Yes |  |  |  | 0 | 0.55 | 0.55
5 | 23 | 20 | 3429 | Yes |  |  |  | 0 | 0.35 | 0.35
5 | 23 | 21 | 3430 | Yes |  |  |  | 0 | 0.2 | 0.2
5 | 23 | 22 | 3431 | Yes |  |  |  | 0 | 0.2 | 0.2
5 | 23 | 23 | 3432 | Yes |  |  |  | 0 | 0.2 | 0.2
5 | 24 | 0 | 3433 | Yes |  |  |  | 0 | 0.2 | 0.2
5 | 24 | 1 | 3434 | Yes |  |  |  | 0 | 0.2 | 0.2
5 | 24 | 2 | 3435 | Yes |  |  |  | 0 | 0.2 | 0.2
5 | 24 | 3 | 3436 | Yes |  |  |  | 0 | 0.2 | 0.2
5 | 24 | 4 | 3437 | Yes |  |  |  | 0 | 0.3 | 0.3
5 | 24 | 5 | 3438 | Yes |  |  |  | 0 | 0.45 | 0.45
5 | 24 | 6 | 3439 | Yes |  |  |  | 0 | 0.58 | 0.58
5 | 24 | 7 | 3440 | Yes |  |  |  | 0 | 0.7 | 0.7
5 | 24 | 8 | 3441 | Yes |  |  |  | 0 | 0.85 | 0.85
5 | 24 | 9 | 3442 | Yes |  |  |  | 0 | 1.03 | 1.03
5 | 24 | 10 | 3443 | Yes |  |  |  | 0 | 0.99 | 0.99
5 | 24 | 11 | 3444 | Yes |  |  |  | 0 | 0.92 | 0.92
5 | 24 | 12 | 3445 | Yes |  |  |  | 0 | 0.95 | 0.95
5 | 24 | 13 | 3446 | Yes |  |  |  | 0 | 1 | 1
5 | 24 | 14 | 3447 | Yes |  |  |  | 0 | 1.02 | 1.02
5 | 24 | 15 | 3448 | Yes |  |  |  | 0 | 1.03 | 1.03
5 | 24 | 16 | 3449 | Yes |  |  |  | 0 | 1.05 | 1.05
5 | 24 | 17 | 3450 | Yes |  |  |  | 0 | 0.85 | 0.85
5 | 24 | 18 | 3451 | Yes |  |  |  | 0 | 0.7 | 0.7
5 | 24 | 19 | 3452 | Yes |  |  |  | 0 | 0.55 | 0.55
5 | 24 | 20 | 3453 | Yes |  |  |  | 0 | 0.35 | 0.35
5 | 24 | 21 | 3454 | Yes |  |  |  | 0 | 0.2 | 0.2
5 | 24 | 22 | 3455 | Yes |  |  |  | 0 | 0.2 | 0.2
5 | 24 | 23 | 3456 | Yes |  |  |  | 0 | 0.2 | 0.2
5 | 25 | 0 | 3457 | Yes |  |  |  | 0 | 0.2 | 0.2
5 | 25 | 1 | 3458 | Yes |  |  |  | 0 | 0.2 | 0.2
5 | 25 | 2 | 3459 | Yes |  |  |  | 0 | 0.2 | 0.2
5 | 25 | 3 | 3460 | Yes |  |  |  | 0 | 0.2 | 0.2
5 | 25 | 4 | 3461 | Yes |  |  |  | 0 | 0.3 | 0.3
5 | 25 | 5 | 3462 | Yes |  |  |  | 0 | 0.45 | 0.45
5 | 25 | 6 | 3463 | Yes |  |  |  | 0 | 0.58 | 0.58
5 | 25 | 7 | 3464 | Yes |  |  |  | 0 | 0.7 | 0.7
5 | 25 | 8 | 3465 | Yes |  |  |  | 0 | 0.85 | 0.85
5 | 25 | 9 | 3466 | Yes |  |  |  | 0 | 1.03 | 1.03
5 | 25 | 10 | 3467 | Yes |  |  |  | 0 | 0.99 | 0.99
5 | 25 | 11 | 3468 | Yes |  |  |  | 0 | 0.92 | 0.92
5 | 25 | 12 | 3469 | Yes |  |  |  | 0 | 0.95 | 0.95
5 | 25 | 13 | 3470 | Yes |  |  |  | 0 | 1 | 1
5 | 25 | 14 | 3471 | Yes |  |  |  | 0 | 1.02 | 1.02
5 | 25 | 15 | 3472 | Yes |  |  |  | 0 | 1.03 | 1.03
5 | 25 | 16 | 3473 | Yes |  |  |  | 0 | 1.05 | 1.05
5 | 25 | 17 | 3474 | Yes |  |  |  | 0 | 0.85 | 0.85
5 | 25 | 18 | 3475 | Yes |  |  |  | 0 | 0.7 | 0.7
5 | 25 | 19 | 3476 | Yes |  |  |  | 0 | 0.55 | 0.55
5 | 25 | 20 | 3477 | Yes |  |  |  | 0 | 0.35 | 0.35
5 | 25 | 21 | 3478 | Yes |  |  |  | 0 | 0.2 | 0.2
5 | 25 | 22 | 3479 | Yes |  |  |  | 0 | 0.2 | 0.2
5 | 25 | 23 | 3480 | Yes |  |  |  | 0 | 0.2 | 0.2
5 | 26 | 0 | 3481 | Yes |  |  |  | 0 | 0.2 | 0.2
5 | 26 | 1 | 3482 | Yes |  |  |  | 0 | 0.2 | 0.2
5 | 26 | 2 | 3483 | Yes |  |  |  | 0 | 0.2 | 0.2
5 | 26 | 3 | 3484 | Yes |  |  |  | 0 | 0.2 | 0.2
5 | 26 | 4 | 3485 | Yes |  |  |  | 0 | 0.3 | 0.3
5 | 26 | 5 | 3486 | Yes |  |  |  | 0 | 0.45 | 0.45
5 | 26 | 6 | 3487 | Yes |  |  |  | 0 | 0.58 | 0.58
5 | 26 | 7 | 3488 | Yes |  |  |  | 0 | 0.7 | 0.7
5 | 26 | 8 | 3489 | Yes |  |  |  | 0 | 0.85 | 0.85
5 | 26 | 9 | 3490 | Yes |  |  |  | 0 | 1.03 | 1.03
5 | 26 | 10 | 3491 | Yes |  |  |  | 0 | 0.99 | 0.99
5 | 26 | 11 | 3492 | Yes |  |  |  | 0 | 0.92 | 0.92
5 | 26 | 12 | 3493 | Yes |  |  |  | 0 | 0.95 | 0.95
5 | 26 | 13 | 3494 | Yes |  |  |  | 0 | 1 | 1
5 | 26 | 14 | 3495 | Yes |  |  |  | 0 | 1.02 | 1.02
5 | 26 | 15 | 3496 | Yes |  |  |  | 0 | 1.03 | 1.03
5 | 26 | 16 | 3497 | Yes |  |  |  | 0 | 1.05 | 1.05
5 | 26 | 17 | 3498 | Yes |  |  |  | 0 | 0.85 | 0.85
5 | 26 | 18 | 3499 | Yes |  |  |  | 0 | 0.7 | 0.7
5 | 26 | 19 | 3500 | Yes |  |  |  | 0 | 0.55 | 0.55
5 | 26 | 20 | 3501 | Yes |  |  |  | 0 | 0.35 | 0.35
5 | 26 | 21 | 3502 | Yes |  |  |  | 0 | 0.2 | 0.2
5 | 26 | 22 | 3503 | Yes |  |  |  | 0 | 0.2 | 0.2
5 | 26 | 23 | 3504 | Yes |  |  |  | 0 | 0.2 | 0.2
5 | 27 | 0 | 3505 | Yes |  |  |  | 0 | 0.2 | 0.2
5 | 27 | 1 | 3506 | Yes |  |  |  | 0 | 0.2 | 0.2
5 | 27 | 2 | 3507 | Yes |  |  |  | 0 | 0.2 | 0.2
5 | 27 | 3 | 3508 | Yes |  |  |  | 0 | 0.2 | 0.2
5 | 27 | 4 | 3509 | Yes |  |  |  | 0 | 0.3 | 0.3
5 | 27 | 5 | 3510 | Yes |  |  |  | 0 | 0.45 | 0.45
5 | 27 | 6 | 3511 | Yes |  |  |  | 0 | 0.58 | 0.58
5 | 27 | 7 | 3512 | Yes |  |  |  | 0 | 0.7 | 0.7
5 | 27 | 8 | 3513 | Yes |  |  |  | 0 | 0.85 | 0.85
5 | 27 | 9 | 3514 | Yes |  |  |  | 0 | 1.03 | 1.03
5 | 27 | 10 | 3515 | Yes |  |  |  | 0 | 0.99 | 0.99
5 | 27 | 11 | 3516 | Yes |  |  |  | 0 | 0.92 | 0.92
5 | 27 | 12 | 3517 | Yes |  |  |  | 0 | 0.95 | 0.95
5 | 27 | 13 | 3518 | Yes |  |  |  | 0 | 1 | 1
5 | 27 | 14 | 3519 | Yes |  |  |  | 0 | 1.02 | 1.02
5 | 27 | 15 | 3520 | Yes |  |  |  | 0 | 1.03 | 1.03
5 | 27 | 16 | 3521 | Yes |  |  |  | 0 | 1.05 | 1.05
5 | 27 | 17 | 3522 | Yes |  |  |  | 0 | 0.85 | 0.85
5 | 27 | 18 | 3523 | Yes |  |  |  | 0 | 0.7 | 0.7
5 | 27 | 19 | 3524 | Yes |  |  |  | 0 | 0.55 | 0.55
5 | 27 | 20 | 3525 | Yes |  |  |  | 0 | 0.35 | 0.35
5 | 27 | 21 | 3526 | Yes |  |  |  | 0 | 0.2 | 0.2
5 | 27 | 22 | 3527 | Yes |  |  |  | 0 | 0.2 | 0.2
5 | 27 | 23 | 3528 | Yes |  |  |  | 0 | 0.2 | 0.2
5 | 28 | 0 | 3529 | Saturday |  |  |  | 0 | 0.2 | 0.2
5 | 28 | 1 | 3530 | Saturday |  |  |  | 0 | 0.2 | 0.2
5 | 28 | 2 | 3531 | Saturday |  |  |  | 0 | 0.2 | 0.2
5 | 28 | 3 | 3532 | Saturday |  |  |  | 0 | 0.2 | 0.2
5 | 28 | 4 | 3533 | Saturday |  |  |  | 0 | 0.3 | 0.3
5 | 28 | 5 | 3534 | Saturday |  |  |  | 0 | 0.45 | 0.45
5 | 28 | 6 | 3535 | Saturday |  |  |  | 0 | 0.58 | 0.58
5 | 28 | 7 | 3536 | Saturday |  |  |  | 0 | 0.7 | 0.7
5 | 28 | 8 | 3537 | Saturday |  |  |  | 0 | 0.85 | 0.85
5 | 28 | 9 | 3538 | Saturday |  |  |  | 0 | 1.03 | 1.03
5 | 28 | 10 | 3539 | Saturday |  |  |  | 0 | 0.99 | 0.99
5 | 28 | 11 | 3540 | Saturday |  |  |  | 0 | 0.92 | 0.92
5 | 28 | 12 | 3541 | Saturday |  |  |  | 0 | 0.95 | 0.95
5 | 28 | 13 | 3542 | Saturday |  |  |  | 0 | 1 | 1
5 | 28 | 14 | 3543 | Saturday |  |  |  | 0 | 1.02 | 1.02
5 | 28 | 15 | 3544 | Saturday |  |  |  | 0 | 1.03 | 1.03
5 | 28 | 16 | 3545 | Saturday |  |  |  | 0 | 1.05 | 1.05
5 | 28 | 17 | 3546 | Saturday |  |  |  | 0 | 0.85 | 0.85
5 | 28 | 18 | 3547 | Saturday |  |  |  | 0 | 0.7 | 0.7
5 | 28 | 19 | 3548 | Saturday |  |  |  | 0 | 0.55 | 0.55
5 | 28 | 20 | 3549 | Saturday |  |  |  | 0 | 0.35 | 0.35
5 | 28 | 21 | 3550 | Saturday |  |  |  | 0 | 0.2 | 0.2
5 | 28 | 22 | 3551 | Saturday |  |  |  | 0 | 0.2 | 0.2
5 | 28 | 23 | 3552 | Saturday |  |  |  | 0 | 0.2 | 0.2
5 | 29 | 0 | 3553 | Sunday |  |  |  | 0 | 0.2 | 0.2
5 | 29 | 1 | 3554 | Sunday |  |  |  | 0 | 0.2 | 0.2
5 | 29 | 2 | 3555 | Sunday |  |  |  | 0 | 0.2 | 0.2
5 | 29 | 3 | 3556 | Sunday |  |  |  | 0 | 0.2 | 0.2
5 | 29 | 4 | 3557 | Sunday |  |  |  | 0 | 0.3 | 0.3
5 | 29 | 5 | 3558 | Sunday |  |  |  | 0 | 0.45 | 0.45
5 | 29 | 6 | 3559 | Sunday |  |  |  | 0 | 0.58 | 0.58
5 | 29 | 7 | 3560 | Sunday |  |  |  | 0 | 0.7 | 0.7
5 | 29 | 8 | 3561 | Sunday |  |  |  | 0 | 0.85 | 0.85
5 | 29 | 9 | 3562 | Sunday |  |  |  | 0 | 1.03 | 1.03
5 | 29 | 10 | 3563 | Sunday |  |  |  | 0 | 0.99 | 0.99
5 | 29 | 11 | 3564 | Sunday |  |  |  | 0 | 0.92 | 0.92
5 | 29 | 12 | 3565 | Sunday |  |  |  | 0 | 0.95 | 0.95
5 | 29 | 13 | 3566 | Sunday |  |  |  | 0 | 1 | 1
5 | 29 | 14 | 3567 | Sunday |  |  |  | 0 | 1.02 | 1.02
5 | 29 | 15 | 3568 | Sunday |  |  |  | 0 | 1.03 | 1.03
5 | 29 | 16 | 3569 | Sunday |  |  |  | 0 | 1.05 | 1.05
5 | 29 | 17 | 3570 | Sunday |  |  |  | 0 | 0.85 | 0.85
5 | 29 | 18 | 3571 | Sunday |  |  |  | 0 | 0.7 | 0.7
5 | 29 | 19 | 3572 | Sunday |  |  |  | 0 | 0.55 | 0.55
5 | 29 | 20 | 3573 | Sunday |  |  |  | 0 | 0.35 | 0.35
5 | 29 | 21 | 3574 | Sunday |  |  |  | 0 | 0.2 | 0.2
5 | 29 | 22 | 3575 | Sunday |  |  |  | 0 | 0.2 | 0.2
5 | 29 | 23 | 3576 | Sunday |  |  |  | 0 | 0.2 | 0.2
5 | 30 | 0 | 3577 | Yes |  |  |  | 0 | 0.2 | 0.2
5 | 30 | 1 | 3578 | Yes |  |  |  | 0 | 0.2 | 0.2
5 | 30 | 2 | 3579 | Yes |  |  |  | 0 | 0.2 | 0.2
5 | 30 | 3 | 3580 | Yes |  |  |  | 0 | 0.2 | 0.2
5 | 30 | 4 | 3581 | Yes |  |  |  | 0 | 0.3 | 0.3
5 | 30 | 5 | 3582 | Yes |  |  |  | 0 | 0.45 | 0.45
5 | 30 | 6 | 3583 | Yes |  |  |  | 0 | 0.58 | 0.58
5 | 30 | 7 | 3584 | Yes |  |  |  | 0 | 0.7 | 0.7
5 | 30 | 8 | 3585 | Yes |  |  |  | 0 | 0.85 | 0.85
5 | 30 | 9 | 3586 | Yes |  |  |  | 0 | 1.03 | 1.03
5 | 30 | 10 | 3587 | Yes |  |  |  | 0 | 0.99 | 0.99
5 | 30 | 11 | 3588 | Yes |  |  |  | 0 | 0.92 | 0.92
5 | 30 | 12 | 3589 | Yes |  |  |  | 0 | 0.95 | 0.95
5 | 30 | 13 | 3590 | Yes |  |  |  | 0 | 1 | 1
5 | 30 | 14 | 3591 | Yes |  |  |  | 0 | 1.02 | 1.02
5 | 30 | 15 | 3592 | Yes |  |  |  | 0 | 1.03 | 1.03
5 | 30 | 16 | 3593 | Yes |  |  |  | 0 | 1.05 | 1.05
5 | 30 | 17 | 3594 | Yes |  |  |  | 0 | 0.85 | 0.85
5 | 30 | 18 | 3595 | Yes |  |  |  | 0 | 0.7 | 0.7
5 | 30 | 19 | 3596 | Yes |  |  |  | 0 | 0.55 | 0.55
5 | 30 | 20 | 3597 | Yes |  |  |  | 0 | 0.35 | 0.35
5 | 30 | 21 | 3598 | Yes |  |  |  | 0 | 0.2 | 0.2
5 | 30 | 22 | 3599 | Yes |  |  |  | 0 | 0.2 | 0.2
5 | 30 | 23 | 3600 | Yes |  |  |  | 0 | 0.2 | 0.2
5 | 31 | 0 | 3601 | Yes |  |  |  | 0 | 0.2 | 0.2
5 | 31 | 1 | 3602 | Yes |  |  |  | 0 | 0.2 | 0.2
5 | 31 | 2 | 3603 | Yes |  |  |  | 0 | 0.2 | 0.2
5 | 31 | 3 | 3604 | Yes |  |  |  | 0 | 0.2 | 0.2
5 | 31 | 4 | 3605 | Yes |  |  |  | 0 | 0.3 | 0.3
5 | 31 | 5 | 3606 | Yes |  |  |  | 0 | 0.45 | 0.45
5 | 31 | 6 | 3607 | Yes |  |  |  | 0 | 0.58 | 0.58
5 | 31 | 7 | 3608 | Yes |  |  |  | 0 | 0.7 | 0.7
5 | 31 | 8 | 3609 | Yes |  |  |  | 0 | 0.85 | 0.85
5 | 31 | 9 | 3610 | Yes |  |  |  | 0 | 1.03 | 1.03
5 | 31 | 10 | 3611 | Yes |  |  |  | 0 | 0.99 | 0.99
5 | 31 | 11 | 3612 | Yes |  |  |  | 0 | 0.92 | 0.92
5 | 31 | 12 | 3613 | Yes |  |  |  | 0 | 0.95 | 0.95
5 | 31 | 13 | 3614 | Yes |  |  |  | 0 | 1 | 1
5 | 31 | 14 | 3615 | Yes |  |  |  | 0 | 1.02 | 1.02
5 | 31 | 15 | 3616 | Yes |  |  |  | 0 | 1.03 | 1.03
5 | 31 | 16 | 3617 | Yes |  |  |  | 0 | 1.05 | 1.05
5 | 31 | 17 | 3618 | Yes |  |  |  | 0 | 0.85 | 0.85
5 | 31 | 18 | 3619 | Yes |  |  |  | 0 | 0.7 | 0.7
5 | 31 | 19 | 3620 | Yes |  |  |  | 0 | 0.55 | 0.55
5 | 31 | 20 | 3621 | Yes |  |  |  | 0 | 0.35 | 0.35
5 | 31 | 21 | 3622 | Yes |  |  |  | 0 | 0.2 | 0.2
5 | 31 | 22 | 3623 | Yes |  |  |  | 0 | 0.2 | 0.2
5 | 31 | 23 | 3624 | Yes |  |  |  | 0 | 0.2 | 0.2
6 | 1 | 0 | 3625 | Sunday |  |  |  | 0 | 0.2 | 0.2
6 | 1 | 1 | 3626 | Sunday |  |  |  | 0 | 0.2 | 0.2
6 | 1 | 2 | 3627 | Sunday |  |  |  | 0 | 0.2 | 0.2
6 | 1 | 3 | 3628 | Sunday |  |  |  | 0 | 0.2 | 0.2
6 | 1 | 4 | 3629 | Sunday |  |  |  | 0 | 0.3 | 0.3
6 | 1 | 5 | 3630 | Sunday |  |  |  | 0 | 0.45 | 0.45
6 | 1 | 6 | 3631 | Sunday |  |  |  | 0 | 0.58 | 0.58
6 | 1 | 7 | 3632 | Sunday |  |  |  | 0 | 0.7 | 0.7
6 | 1 | 8 | 3633 | Sunday |  |  |  | 0 | 0.85 | 0.85
6 | 1 | 9 | 3634 | Sunday |  |  |  | 0 | 1.03 | 1.03
6 | 1 | 10 | 3635 | Sunday |  |  |  | 0 | 0.99 | 0.99
6 | 1 | 11 | 3636 | Sunday |  |  |  | 0 | 0.92 | 0.92
6 | 1 | 12 | 3637 | Sunday |  |  |  | 0 | 0.95 | 0.95
6 | 1 | 13 | 3638 | Sunday |  |  |  | 0 | 1 | 1
6 | 1 | 14 | 3639 | Sunday |  |  |  | 0 | 1.02 | 1.02
6 | 1 | 15 | 3640 | Sunday |  |  |  | 0 | 1.03 | 1.03
6 | 1 | 16 | 3641 | Sunday |  |  |  | 0 | 1.05 | 1.05
6 | 1 | 17 | 3642 | Sunday |  |  |  | 0 | 0.85 | 0.85
6 | 1 | 18 | 3643 | Sunday |  |  |  | 0 | 0.7 | 0.7
6 | 1 | 19 | 3644 | Sunday |  |  |  | 0 | 0.55 | 0.55
6 | 1 | 20 | 3645 | Sunday |  |  |  | 0 | 0.35 | 0.35
6 | 1 | 21 | 3646 | Sunday |  |  |  | 0 | 0.2 | 0.2
6 | 1 | 22 | 3647 | Sunday |  |  |  | 0 | 0.2 | 0.2
6 | 1 | 23 | 3648 | Sunday |  |  |  | 0 | 0.2 | 0.2
6 | 2 | 0 | 3649 | Yes |  |  |  | 0 | 0.2 | 0.2
6 | 2 | 1 | 3650 | Yes |  |  |  | 0 | 0.2 | 0.2
6 | 2 | 2 | 3651 | Yes |  |  |  | 0 | 0.2 | 0.2
6 | 2 | 3 | 3652 | Yes |  |  |  | 0 | 0.2 | 0.2
6 | 2 | 4 | 3653 | Yes |  |  |  | 0 | 0.3 | 0.3
6 | 2 | 5 | 3654 | Yes |  |  |  | 0 | 0.45 | 0.45
6 | 2 | 6 | 3655 | Yes |  |  |  | 0 | 0.58 | 0.58
6 | 2 | 7 | 3656 | Yes |  |  |  | 0 | 0.7 | 0.7
6 | 2 | 8 | 3657 | Yes |  |  |  | 0 | 0.85 | 0.85
6 | 2 | 9 | 3658 | Yes |  |  |  | 0 | 1.03 | 1.03
6 | 2 | 10 | 3659 | Yes |  |  |  | 0 | 0.99 | 0.99
6 | 2 | 11 | 3660 | Yes |  |  |  | 0 | 0.92 | 0.92
6 | 2 | 12 | 3661 | Yes |  |  |  | 0 | 0.95 | 0.95
6 | 2 | 13 | 3662 | Yes |  |  |  | 0 | 1 | 1
6 | 2 | 14 | 3663 | Yes |  |  |  | 0 | 1.02 | 1.02
6 | 2 | 15 | 3664 | Yes |  |  |  | 0 | 1.03 | 1.03
6 | 2 | 16 | 3665 | Yes |  |  |  | 0 | 1.05 | 1.05
6 | 2 | 17 | 3666 | Yes |  |  |  | 0 | 0.85 | 0.85
6 | 2 | 18 | 3667 | Yes |  |  |  | 0 | 0.7 | 0.7
6 | 2 | 19 | 3668 | Yes |  |  |  | 0 | 0.55 | 0.55
6 | 2 | 20 | 3669 | Yes |  |  |  | 0 | 0.35 | 0.35
6 | 2 | 21 | 3670 | Yes |  |  |  | 0 | 0.2 | 0.2
6 | 2 | 22 | 3671 | Yes |  |  |  | 0 | 0.2 | 0.2
6 | 2 | 23 | 3672 | Yes |  |  |  | 0 | 0.2 | 0.2
6 | 3 | 0 | 3673 | Yes |  |  |  | 0 | 0.2 | 0.2
6 | 3 | 1 | 3674 | Yes |  |  |  | 0 | 0.2 | 0.2
6 | 3 | 2 | 3675 | Yes |  |  |  | 0 | 0.2 | 0.2
6 | 3 | 3 | 3676 | Yes |  |  |  | 0 | 0.2 | 0.2
6 | 3 | 4 | 3677 | Yes |  |  |  | 0 | 0.3 | 0.3
6 | 3 | 5 | 3678 | Yes |  |  |  | 0 | 0.45 | 0.45
6 | 3 | 6 | 3679 | Yes |  |  |  | 0 | 0.58 | 0.58
6 | 3 | 7 | 3680 | Yes |  |  |  | 0 | 0.7 | 0.7
6 | 3 | 8 | 3681 | Yes |  |  |  | 0 | 0.85 | 0.85
6 | 3 | 9 | 3682 | Yes |  |  |  | 0 | 1.03 | 1.03
6 | 3 | 10 | 3683 | Yes |  |  |  | 0 | 0.99 | 0.99
6 | 3 | 11 | 3684 | Yes |  |  |  | 0 | 0.92 | 0.92
6 | 3 | 12 | 3685 | Yes |  |  |  | 0 | 0.95 | 0.95
6 | 3 | 13 | 3686 | Yes |  |  |  | 0 | 1 | 1
6 | 3 | 14 | 3687 | Yes |  |  |  | 0 | 1.02 | 1.02
6 | 3 | 15 | 3688 | Yes |  |  |  | 0 | 1.03 | 1.03
6 | 3 | 16 | 3689 | Yes |  |  |  | 0 | 1.05 | 1.05
6 | 3 | 17 | 3690 | Yes |  |  |  | 0 | 0.85 | 0.85
6 | 3 | 18 | 3691 | Yes |  |  |  | 0 | 0.7 | 0.7
6 | 3 | 19 | 3692 | Yes |  |  |  | 0 | 0.55 | 0.55
6 | 3 | 20 | 3693 | Yes |  |  |  | 0 | 0.35 | 0.35
6 | 3 | 21 | 3694 | Yes |  |  |  | 0 | 0.2 | 0.2
6 | 3 | 22 | 3695 | Yes |  |  |  | 0 | 0.2 | 0.2
6 | 3 | 23 | 3696 | Yes |  |  |  | 0 | 0.2 | 0.2
6 | 4 | 0 | 3697 | Yes |  |  |  | 0 | 0.2 | 0.2
6 | 4 | 1 | 3698 | Yes |  |  |  | 0 | 0.2 | 0.2
6 | 4 | 2 | 3699 | Yes |  |  |  | 0 | 0.2 | 0.2
6 | 4 | 3 | 3700 | Yes |  |  |  | 0 | 0.2 | 0.2
6 | 4 | 4 | 3701 | Yes |  |  |  | 0 | 0.3 | 0.3
6 | 4 | 5 | 3702 | Yes |  |  |  | 0 | 0.45 | 0.45
6 | 4 | 6 | 3703 | Yes |  |  |  | 0 | 0.58 | 0.58
6 | 4 | 7 | 3704 | Yes |  |  |  | 0 | 0.7 | 0.7
6 | 4 | 8 | 3705 | Yes |  |  |  | 0 | 0.85 | 0.85
6 | 4 | 9 | 3706 | Yes |  |  |  | 0 | 1.03 | 1.03
6 | 4 | 10 | 3707 | Yes |  |  |  | 0 | 0.99 | 0.99
6 | 4 | 11 | 3708 | Yes |  |  |  | 0 | 0.92 | 0.92
6 | 4 | 12 | 3709 | Yes |  |  |  | 0 | 0.95 | 0.95
6 | 4 | 13 | 3710 | Yes |  |  |  | 0 | 1 | 1
6 | 4 | 14 | 3711 | Yes |  |  |  | 0 | 1.02 | 1.02
6 | 4 | 15 | 3712 | Yes |  |  |  | 0 | 1.03 | 1.03
6 | 4 | 16 | 3713 | Yes |  |  |  | 0 | 1.05 | 1.05
6 | 4 | 17 | 3714 | Yes |  |  |  | 0 | 0.85 | 0.85
6 | 4 | 18 | 3715 | Yes |  |  |  | 0 | 0.7 | 0.7
6 | 4 | 19 | 3716 | Yes |  |  |  | 0 | 0.55 | 0.55
6 | 4 | 20 | 3717 | Yes |  |  |  | 0 | 0.35 | 0.35
6 | 4 | 21 | 3718 | Yes |  |  |  | 0 | 0.2 | 0.2
6 | 4 | 22 | 3719 | Yes |  |  |  | 0 | 0.2 | 0.2
6 | 4 | 23 | 3720 | Yes |  |  |  | 0 | 0.2 | 0.2
6 | 5 | 0 | 3721 | Yes |  |  |  | 0 | 0.2 | 0.2
6 | 5 | 1 | 3722 | Yes |  |  |  | 0 | 0.2 | 0.2
6 | 5 | 2 | 3723 | Yes |  |  |  | 0 | 0.2 | 0.2
6 | 5 | 3 | 3724 | Yes |  |  |  | 0 | 0.2 | 0.2
6 | 5 | 4 | 3725 | Yes |  |  |  | 0 | 0.3 | 0.3
6 | 5 | 5 | 3726 | Yes |  |  |  | 0 | 0.45 | 0.45
6 | 5 | 6 | 3727 | Yes |  |  |  | 0 | 0.58 | 0.58
6 | 5 | 7 | 3728 | Yes |  |  |  | 0 | 0.7 | 0.7
6 | 5 | 8 | 3729 | Yes |  |  |  | 0 | 0.85 | 0.85
6 | 5 | 9 | 3730 | Yes |  |  |  | 0 | 1.03 | 1.03
6 | 5 | 10 | 3731 | Yes |  |  |  | 0 | 0.99 | 0.99
6 | 5 | 11 | 3732 | Yes |  |  |  | 0 | 0.92 | 0.92
6 | 5 | 12 | 3733 | Yes |  |  |  | 0 | 0.95 | 0.95
6 | 5 | 13 | 3734 | Yes |  |  |  | 0 | 1 | 1
6 | 5 | 14 | 3735 | Yes |  |  |  | 0 | 1.02 | 1.02
6 | 5 | 15 | 3736 | Yes |  |  |  | 0 | 1.03 | 1.03
6 | 5 | 16 | 3737 | Yes |  |  |  | 0 | 1.05 | 1.05
6 | 5 | 17 | 3738 | Yes |  |  |  | 0 | 0.85 | 0.85
6 | 5 | 18 | 3739 | Yes |  |  |  | 0 | 0.7 | 0.7
6 | 5 | 19 | 3740 | Yes |  |  |  | 0 | 0.55 | 0.55
6 | 5 | 20 | 3741 | Yes |  |  |  | 0 | 0.35 | 0.35
6 | 5 | 21 | 3742 | Yes |  |  |  | 0 | 0.2 | 0.2
6 | 5 | 22 | 3743 | Yes |  |  |  | 0 | 0.2 | 0.2
6 | 5 | 23 | 3744 | Yes |  |  |  | 0 | 0.2 | 0.2
6 | 6 | 0 | 3745 | Yes |  |  |  | 0 | 0.2 | 0.2
6 | 6 | 1 | 3746 | Yes |  |  |  | 0 | 0.2 | 0.2
6 | 6 | 2 | 3747 | Yes |  |  |  | 0 | 0.2 | 0.2
6 | 6 | 3 | 3748 | Yes |  |  |  | 0 | 0.2 | 0.2
6 | 6 | 4 | 3749 | Yes |  |  |  | 0 | 0.3 | 0.3
6 | 6 | 5 | 3750 | Yes |  |  |  | 0 | 0.45 | 0.45
6 | 6 | 6 | 3751 | Yes |  |  |  | 0 | 0.58 | 0.58
6 | 6 | 7 | 3752 | Yes |  |  |  | 0 | 0.7 | 0.7
6 | 6 | 8 | 3753 | Yes |  |  |  | 0 | 0.85 | 0.85
6 | 6 | 9 | 3754 | Yes |  |  |  | 0 | 1.03 | 1.03
6 | 6 | 10 | 3755 | Yes |  |  |  | 0 | 0.99 | 0.99
6 | 6 | 11 | 3756 | Yes |  |  |  | 0 | 0.92 | 0.92
6 | 6 | 12 | 3757 | Yes |  |  |  | 0 | 0.95 | 0.95
6 | 6 | 13 | 3758 | Yes |  |  |  | 0 | 1 | 1
6 | 6 | 14 | 3759 | Yes |  |  |  | 0 | 1.02 | 1.02
6 | 6 | 15 | 3760 | Yes |  |  |  | 0 | 1.03 | 1.03
6 | 6 | 16 | 3761 | Yes |  |  |  | 0 | 1.05 | 1.05
6 | 6 | 17 | 3762 | Yes |  |  |  | 0 | 0.85 | 0.85
6 | 6 | 18 | 3763 | Yes |  |  |  | 0 | 0.7 | 0.7
6 | 6 | 19 | 3764 | Yes |  |  |  | 0 | 0.55 | 0.55
6 | 6 | 20 | 3765 | Yes |  |  |  | 0 | 0.35 | 0.35
6 | 6 | 21 | 3766 | Yes |  |  |  | 0 | 0.2 | 0.2
6 | 6 | 22 | 3767 | Yes |  |  |  | 0 | 0.2 | 0.2
6 | 6 | 23 | 3768 | Yes |  |  |  | 0 | 0.2 | 0.2
6 | 7 | 0 | 3769 | Saturday |  |  |  | 0 | 0.2 | 0.2
6 | 7 | 1 | 3770 | Saturday |  |  |  | 0 | 0.2 | 0.2
6 | 7 | 2 | 3771 | Saturday |  |  |  | 0 | 0.2 | 0.2
6 | 7 | 3 | 3772 | Saturday |  |  |  | 0 | 0.2 | 0.2
6 | 7 | 4 | 3773 | Saturday |  |  |  | 0 | 0.3 | 0.3
6 | 7 | 5 | 3774 | Saturday |  |  |  | 0 | 0.45 | 0.45
6 | 7 | 6 | 3775 | Saturday |  |  |  | 0 | 0.58 | 0.58
6 | 7 | 7 | 3776 | Saturday |  |  |  | 0 | 0.7 | 0.7
6 | 7 | 8 | 3777 | Saturday |  |  |  | 0 | 0.85 | 0.85
6 | 7 | 9 | 3778 | Saturday |  |  |  | 0 | 1.03 | 1.03
6 | 7 | 10 | 3779 | Saturday |  |  |  | 0 | 0.99 | 0.99
6 | 7 | 11 | 3780 | Saturday |  |  |  | 0 | 0.92 | 0.92
6 | 7 | 12 | 3781 | Saturday |  |  |  | 0 | 0.95 | 0.95
6 | 7 | 13 | 3782 | Saturday |  |  |  | 0 | 1 | 1
6 | 7 | 14 | 3783 | Saturday |  |  |  | 0 | 1.02 | 1.02
6 | 7 | 15 | 3784 | Saturday |  |  |  | 0 | 1.03 | 1.03
6 | 7 | 16 | 3785 | Saturday |  |  |  | 0 | 1.05 | 1.05
6 | 7 | 17 | 3786 | Saturday |  |  |  | 0 | 0.85 | 0.85
6 | 7 | 18 | 3787 | Saturday |  |  |  | 0 | 0.7 | 0.7
6 | 7 | 19 | 3788 | Saturday |  |  |  | 0 | 0.55 | 0.55
6 | 7 | 20 | 3789 | Saturday |  |  |  | 0 | 0.35 | 0.35
6 | 7 | 21 | 3790 | Saturday |  |  |  | 0 | 0.2 | 0.2
6 | 7 | 22 | 3791 | Saturday |  |  |  | 0 | 0.2 | 0.2
6 | 7 | 23 | 3792 | Saturday |  |  |  | 0 | 0.2 | 0.2
6 | 8 | 0 | 3793 | Sunday |  |  |  | 0 | 0.2 | 0.2
6 | 8 | 1 | 3794 | Sunday |  |  |  | 0 | 0.2 | 0.2
6 | 8 | 2 | 3795 | Sunday |  |  |  | 0 | 0.2 | 0.2
6 | 8 | 3 | 3796 | Sunday |  |  |  | 0 | 0.2 | 0.2
6 | 8 | 4 | 3797 | Sunday |  |  |  | 0 | 0.3 | 0.3
6 | 8 | 5 | 3798 | Sunday |  |  |  | 0 | 0.45 | 0.45
6 | 8 | 6 | 3799 | Sunday |  |  |  | 0 | 0.58 | 0.58
6 | 8 | 7 | 3800 | Sunday |  |  |  | 0 | 0.7 | 0.7
6 | 8 | 8 | 3801 | Sunday |  |  |  | 0 | 0.85 | 0.85
6 | 8 | 9 | 3802 | Sunday |  |  |  | 0 | 1.03 | 1.03
6 | 8 | 10 | 3803 | Sunday |  |  |  | 0 | 0.99 | 0.99
6 | 8 | 11 | 3804 | Sunday |  |  |  | 0 | 0.92 | 0.92
6 | 8 | 12 | 3805 | Sunday |  |  |  | 0 | 0.95 | 0.95
6 | 8 | 13 | 3806 | Sunday |  |  |  | 0 | 1 | 1
6 | 8 | 14 | 3807 | Sunday |  |  |  | 0 | 1.02 | 1.02
6 | 8 | 15 | 3808 | Sunday |  |  |  | 0 | 1.03 | 1.03
6 | 8 | 16 | 3809 | Sunday |  |  |  | 0 | 1.05 | 1.05
6 | 8 | 17 | 3810 | Sunday |  |  |  | 0 | 0.85 | 0.85
6 | 8 | 18 | 3811 | Sunday |  |  |  | 0 | 0.7 | 0.7
6 | 8 | 19 | 3812 | Sunday |  |  |  | 0 | 0.55 | 0.55
6 | 8 | 20 | 3813 | Sunday |  |  |  | 0 | 0.35 | 0.35
6 | 8 | 21 | 3814 | Sunday |  |  |  | 0 | 0.2 | 0.2
6 | 8 | 22 | 3815 | Sunday |  |  |  | 0 | 0.2 | 0.2
6 | 8 | 23 | 3816 | Sunday |  |  |  | 0 | 0.2 | 0.2
6 | 9 | 0 | 3817 | Yes |  |  |  | 0 | 0.2 | 0.2
6 | 9 | 1 | 3818 | Yes |  |  |  | 0 | 0.2 | 0.2
6 | 9 | 2 | 3819 | Yes |  |  |  | 0 | 0.2 | 0.2
6 | 9 | 3 | 3820 | Yes |  |  |  | 0 | 0.2 | 0.2
6 | 9 | 4 | 3821 | Yes |  |  |  | 0 | 0.3 | 0.3
6 | 9 | 5 | 3822 | Yes |  |  |  | 0 | 0.45 | 0.45
6 | 9 | 6 | 3823 | Yes |  |  |  | 0 | 0.58 | 0.58
6 | 9 | 7 | 3824 | Yes |  |  |  | 0 | 0.7 | 0.7
6 | 9 | 8 | 3825 | Yes |  |  |  | 0 | 0.85 | 0.85
6 | 9 | 9 | 3826 | Yes |  |  |  | 0 | 1.03 | 1.03
6 | 9 | 10 | 3827 | Yes |  |  |  | 0 | 0.99 | 0.99
6 | 9 | 11 | 3828 | Yes |  |  |  | 0 | 0.92 | 0.92
6 | 9 | 12 | 3829 | Yes |  |  |  | 0 | 0.95 | 0.95
6 | 9 | 13 | 3830 | Yes |  |  |  | 0 | 1 | 1
6 | 9 | 14 | 3831 | Yes |  |  |  | 0 | 1.02 | 1.02
6 | 9 | 15 | 3832 | Yes |  |  |  | 0 | 1.03 | 1.03
6 | 9 | 16 | 3833 | Yes |  |  |  | 0 | 1.05 | 1.05
6 | 9 | 17 | 3834 | Yes |  |  |  | 0 | 0.85 | 0.85
6 | 9 | 18 | 3835 | Yes |  |  |  | 0 | 0.7 | 0.7
6 | 9 | 19 | 3836 | Yes |  |  |  | 0 | 0.55 | 0.55
6 | 9 | 20 | 3837 | Yes |  |  |  | 0 | 0.35 | 0.35
6 | 9 | 21 | 3838 | Yes |  |  |  | 0 | 0.2 | 0.2
6 | 9 | 22 | 3839 | Yes |  |  |  | 0 | 0.2 | 0.2
6 | 9 | 23 | 3840 | Yes |  |  |  | 0 | 0.2 | 0.2
6 | 10 | 0 | 3841 | Yes |  |  |  | 0 | 0.2 | 0.2
6 | 10 | 1 | 3842 | Yes |  |  |  | 0 | 0.2 | 0.2
6 | 10 | 2 | 3843 | Yes |  |  |  | 0 | 0.2 | 0.2
6 | 10 | 3 | 3844 | Yes |  |  |  | 0 | 0.2 | 0.2
6 | 10 | 4 | 3845 | Yes |  |  |  | 0 | 0.3 | 0.3
6 | 10 | 5 | 3846 | Yes |  |  |  | 0 | 0.45 | 0.45
6 | 10 | 6 | 3847 | Yes |  |  |  | 0 | 0.58 | 0.58
6 | 10 | 7 | 3848 | Yes |  |  |  | 0 | 0.7 | 0.7
6 | 10 | 8 | 3849 | Yes |  |  |  | 0 | 0.85 | 0.85
6 | 10 | 9 | 3850 | Yes |  |  |  | 0 | 1.03 | 1.03
6 | 10 | 10 | 3851 | Yes |  |  |  | 0 | 0.99 | 0.99
6 | 10 | 11 | 3852 | Yes |  |  |  | 0 | 0.92 | 0.92
6 | 10 | 12 | 3853 | Yes |  |  |  | 0 | 0.95 | 0.95
6 | 10 | 13 | 3854 | Yes |  |  |  | 0 | 1 | 1
6 | 10 | 14 | 3855 | Yes |  |  |  | 0 | 1.02 | 1.02
6 | 10 | 15 | 3856 | Yes |  |  |  | 0 | 1.03 | 1.03
6 | 10 | 16 | 3857 | Yes |  |  |  | 0 | 1.05 | 1.05
6 | 10 | 17 | 3858 | Yes |  |  |  | 0 | 0.85 | 0.85
6 | 10 | 18 | 3859 | Yes |  |  |  | 0 | 0.7 | 0.7
6 | 10 | 19 | 3860 | Yes |  |  |  | 0 | 0.55 | 0.55
6 | 10 | 20 | 3861 | Yes |  |  |  | 0 | 0.35 | 0.35
6 | 10 | 21 | 3862 | Yes |  |  |  | 0 | 0.2 | 0.2
6 | 10 | 22 | 3863 | Yes |  |  |  | 0 | 0.2 | 0.2
6 | 10 | 23 | 3864 | Yes |  |  |  | 0 | 0.2 | 0.2
6 | 11 | 0 | 3865 | Yes |  |  |  | 0 | 0.2 | 0.2
6 | 11 | 1 | 3866 | Yes |  |  |  | 0 | 0.2 | 0.2
6 | 11 | 2 | 3867 | Yes |  |  |  | 0 | 0.2 | 0.2
6 | 11 | 3 | 3868 | Yes |  |  |  | 0 | 0.2 | 0.2
6 | 11 | 4 | 3869 | Yes |  |  |  | 0 | 0.3 | 0.3
6 | 11 | 5 | 3870 | Yes |  |  |  | 0 | 0.45 | 0.45
6 | 11 | 6 | 3871 | Yes |  |  |  | 0 | 0.58 | 0.58
6 | 11 | 7 | 3872 | Yes |  |  |  | 0 | 0.7 | 0.7
6 | 11 | 8 | 3873 | Yes |  |  |  | 0 | 0.85 | 0.85
6 | 11 | 9 | 3874 | Yes |  |  |  | 0 | 1.03 | 1.03
6 | 11 | 10 | 3875 | Yes |  |  |  | 0 | 0.99 | 0.99
6 | 11 | 11 | 3876 | Yes |  |  |  | 0 | 0.92 | 0.92
6 | 11 | 12 | 3877 | Yes |  |  |  | 0 | 0.95 | 0.95
6 | 11 | 13 | 3878 | Yes |  |  |  | 0 | 1 | 1
6 | 11 | 14 | 3879 | Yes |  |  |  | 0 | 1.02 | 1.02
6 | 11 | 15 | 3880 | Yes |  |  |  | 0 | 1.03 | 1.03
6 | 11 | 16 | 3881 | Yes |  |  |  | 0 | 1.05 | 1.05
6 | 11 | 17 | 3882 | Yes |  |  |  | 0 | 0.85 | 0.85
6 | 11 | 18 | 3883 | Yes |  |  |  | 0 | 0.7 | 0.7
6 | 11 | 19 | 3884 | Yes |  |  |  | 0 | 0.55 | 0.55
6 | 11 | 20 | 3885 | Yes |  |  |  | 0 | 0.35 | 0.35
6 | 11 | 21 | 3886 | Yes |  |  |  | 0 | 0.2 | 0.2
6 | 11 | 22 | 3887 | Yes |  |  |  | 0 | 0.2 | 0.2
6 | 11 | 23 | 3888 | Yes |  |  |  | 0 | 0.2 | 0.2
6 | 12 | 0 | 3889 | Yes |  |  |  | 0 | 0.2 | 0.2
6 | 12 | 1 | 3890 | Yes |  |  |  | 0 | 0.2 | 0.2
6 | 12 | 2 | 3891 | Yes |  |  |  | 0 | 0.2 | 0.2
6 | 12 | 3 | 3892 | Yes |  |  |  | 0 | 0.2 | 0.2
6 | 12 | 4 | 3893 | Yes |  |  |  | 0 | 0.3 | 0.3
6 | 12 | 5 | 3894 | Yes |  |  |  | 0 | 0.45 | 0.45
6 | 12 | 6 | 3895 | Yes |  |  |  | 0 | 0.58 | 0.58
6 | 12 | 7 | 3896 | Yes |  |  |  | 0 | 0.7 | 0.7
6 | 12 | 8 | 3897 | Yes |  |  |  | 0 | 0.85 | 0.85
6 | 12 | 9 | 3898 | Yes |  |  |  | 0 | 1.03 | 1.03
6 | 12 | 10 | 3899 | Yes |  |  |  | 0 | 0.99 | 0.99
6 | 12 | 11 | 3900 | Yes |  |  |  | 0 | 0.92 | 0.92
6 | 12 | 12 | 3901 | Yes |  |  |  | 0 | 0.95 | 0.95
6 | 12 | 13 | 3902 | Yes |  |  |  | 0 | 1 | 1
6 | 12 | 14 | 3903 | Yes |  |  |  | 0 | 1.02 | 1.02
6 | 12 | 15 | 3904 | Yes |  |  |  | 0 | 1.03 | 1.03
6 | 12 | 16 | 3905 | Yes |  |  |  | 0 | 1.05 | 1.05
6 | 12 | 17 | 3906 | Yes |  |  |  | 0 | 0.85 | 0.85
6 | 12 | 18 | 3907 | Yes |  |  |  | 0 | 0.7 | 0.7
6 | 12 | 19 | 3908 | Yes |  |  |  | 0 | 0.55 | 0.55
6 | 12 | 20 | 3909 | Yes |  |  |  | 0 | 0.35 | 0.35
6 | 12 | 21 | 3910 | Yes |  |  |  | 0 | 0.2 | 0.2
6 | 12 | 22 | 3911 | Yes |  |  |  | 0 | 0.2 | 0.2
6 | 12 | 23 | 3912 | Yes |  |  |  | 0 | 0.2 | 0.2
6 | 13 | 0 | 3913 | Yes |  |  |  | 0 | 0.2 | 0.2
6 | 13 | 1 | 3914 | Yes |  |  |  | 0 | 0.2 | 0.2
6 | 13 | 2 | 3915 | Yes |  |  |  | 0 | 0.2 | 0.2
6 | 13 | 3 | 3916 | Yes |  |  |  | 0 | 0.2 | 0.2
6 | 13 | 4 | 3917 | Yes |  |  |  | 0 | 0.3 | 0.3
6 | 13 | 5 | 3918 | Yes |  |  |  | 0 | 0.45 | 0.45
6 | 13 | 6 | 3919 | Yes |  |  |  | 0 | 0.58 | 0.58
6 | 13 | 7 | 3920 | Yes |  |  |  | 0 | 0.7 | 0.7
6 | 13 | 8 | 3921 | Yes |  |  |  | 0 | 0.85 | 0.85
6 | 13 | 9 | 3922 | Yes |  |  |  | 0 | 1.03 | 1.03
6 | 13 | 10 | 3923 | Yes |  |  |  | 0 | 0.99 | 0.99
6 | 13 | 11 | 3924 | Yes |  |  |  | 0 | 0.92 | 0.92
6 | 13 | 12 | 3925 | Yes |  |  |  | 0 | 0.95 | 0.95
6 | 13 | 13 | 3926 | Yes |  |  |  | 0 | 1 | 1
6 | 13 | 14 | 3927 | Yes |  |  |  | 0 | 1.02 | 1.02
6 | 13 | 15 | 3928 | Yes |  |  |  | 0 | 1.03 | 1.03
6 | 13 | 16 | 3929 | Yes |  |  |  | 0 | 1.05 | 1.05
6 | 13 | 17 | 3930 | Yes |  |  |  | 0 | 0.85 | 0.85
6 | 13 | 18 | 3931 | Yes |  |  |  | 0 | 0.7 | 0.7
6 | 13 | 19 | 3932 | Yes |  |  |  | 0 | 0.55 | 0.55
6 | 13 | 20 | 3933 | Yes |  |  |  | 0 | 0.35 | 0.35
6 | 13 | 21 | 3934 | Yes |  |  |  | 0 | 0.2 | 0.2
6 | 13 | 22 | 3935 | Yes |  |  |  | 0 | 0.2 | 0.2
6 | 13 | 23 | 3936 | Yes |  |  |  | 0 | 0.2 | 0.2
6 | 14 | 0 | 3937 | Saturday |  |  |  | 0 | 0.2 | 0.2
6 | 14 | 1 | 3938 | Saturday |  |  |  | 0 | 0.2 | 0.2
6 | 14 | 2 | 3939 | Saturday |  |  |  | 0 | 0.2 | 0.2
6 | 14 | 3 | 3940 | Saturday |  |  |  | 0 | 0.2 | 0.2
6 | 14 | 4 | 3941 | Saturday |  |  |  | 0 | 0.3 | 0.3
6 | 14 | 5 | 3942 | Saturday |  |  |  | 0 | 0.45 | 0.45
6 | 14 | 6 | 3943 | Saturday |  |  |  | 0 | 0.58 | 0.58
6 | 14 | 7 | 3944 | Saturday |  |  |  | 0 | 0.7 | 0.7
6 | 14 | 8 | 3945 | Saturday |  |  |  | 0 | 0.85 | 0.85
6 | 14 | 9 | 3946 | Saturday |  |  |  | 0 | 1.03 | 1.03
6 | 14 | 10 | 3947 | Saturday |  |  |  | 0 | 0.99 | 0.99
6 | 14 | 11 | 3948 | Saturday |  |  |  | 0 | 0.92 | 0.92
6 | 14 | 12 | 3949 | Saturday |  |  |  | 0 | 0.95 | 0.95
6 | 14 | 13 | 3950 | Saturday |  |  |  | 0 | 1 | 1
6 | 14 | 14 | 3951 | Saturday |  |  |  | 0 | 1.02 | 1.02
6 | 14 | 15 | 3952 | Saturday |  |  |  | 0 | 1.03 | 1.03
6 | 14 | 16 | 3953 | Saturday |  |  |  | 0 | 1.05 | 1.05
6 | 14 | 17 | 3954 | Saturday |  |  |  | 0 | 0.85 | 0.85
6 | 14 | 18 | 3955 | Saturday |  |  |  | 0 | 0.7 | 0.7
6 | 14 | 19 | 3956 | Saturday |  |  |  | 0 | 0.55 | 0.55
6 | 14 | 20 | 3957 | Saturday |  |  |  | 0 | 0.35 | 0.35
6 | 14 | 21 | 3958 | Saturday |  |  |  | 0 | 0.2 | 0.2
6 | 14 | 22 | 3959 | Saturday |  |  |  | 0 | 0.2 | 0.2
6 | 14 | 23 | 3960 | Saturday |  |  |  | 0 | 0.2 | 0.2
6 | 15 | 0 | 3961 | Sunday |  |  |  | 0 | 0.2 | 0.2
6 | 15 | 1 | 3962 | Sunday |  |  |  | 0 | 0.2 | 0.2
6 | 15 | 2 | 3963 | Sunday |  |  |  | 0 | 0.2 | 0.2
6 | 15 | 3 | 3964 | Sunday |  |  |  | 0 | 0.2 | 0.2
6 | 15 | 4 | 3965 | Sunday |  |  |  | 0 | 0.3 | 0.3
6 | 15 | 5 | 3966 | Sunday |  |  |  | 0 | 0.45 | 0.45
6 | 15 | 6 | 3967 | Sunday |  |  |  | 0 | 0.58 | 0.58
6 | 15 | 7 | 3968 | Sunday |  |  |  | 0 | 0.7 | 0.7
6 | 15 | 8 | 3969 | Sunday |  |  |  | 0 | 0.85 | 0.85
6 | 15 | 9 | 3970 | Sunday |  |  |  | 0 | 1.03 | 1.03
6 | 15 | 10 | 3971 | Sunday |  |  |  | 0 | 0.99 | 0.99
6 | 15 | 11 | 3972 | Sunday |  |  |  | 0 | 0.92 | 0.92
6 | 15 | 12 | 3973 | Sunday |  |  |  | 0 | 0.95 | 0.95
6 | 15 | 13 | 3974 | Sunday |  |  |  | 0 | 1 | 1
6 | 15 | 14 | 3975 | Sunday |  |  |  | 0 | 1.02 | 1.02
6 | 15 | 15 | 3976 | Sunday |  |  |  | 0 | 1.03 | 1.03
6 | 15 | 16 | 3977 | Sunday |  |  |  | 0 | 1.05 | 1.05
6 | 15 | 17 | 3978 | Sunday |  |  |  | 0 | 0.85 | 0.85
6 | 15 | 18 | 3979 | Sunday |  |  |  | 0 | 0.7 | 0.7
6 | 15 | 19 | 3980 | Sunday |  |  |  | 0 | 0.55 | 0.55
6 | 15 | 20 | 3981 | Sunday |  |  |  | 0 | 0.35 | 0.35
6 | 15 | 21 | 3982 | Sunday |  |  |  | 0 | 0.2 | 0.2
6 | 15 | 22 | 3983 | Sunday |  |  |  | 0 | 0.2 | 0.2
6 | 15 | 23 | 3984 | Sunday |  |  |  | 0 | 0.2 | 0.2
6 | 16 | 0 | 3985 | Yes |  |  |  | 0 | 0.2 | 0.2
6 | 16 | 1 | 3986 | Yes |  |  |  | 0 | 0.2 | 0.2
6 | 16 | 2 | 3987 | Yes |  |  |  | 0 | 0.2 | 0.2
6 | 16 | 3 | 3988 | Yes |  |  |  | 0 | 0.2 | 0.2
6 | 16 | 4 | 3989 | Yes |  |  |  | 0 | 0.3 | 0.3
6 | 16 | 5 | 3990 | Yes |  |  |  | 0 | 0.45 | 0.45
6 | 16 | 6 | 3991 | Yes |  |  |  | 0 | 0.58 | 0.58
6 | 16 | 7 | 3992 | Yes |  |  |  | 0 | 0.7 | 0.7
6 | 16 | 8 | 3993 | Yes |  |  |  | 0 | 0.85 | 0.85
6 | 16 | 9 | 3994 | Yes |  |  |  | 0 | 1.03 | 1.03
6 | 16 | 10 | 3995 | Yes |  |  |  | 0 | 0.99 | 0.99
6 | 16 | 11 | 3996 | Yes |  |  |  | 0 | 0.92 | 0.92
6 | 16 | 12 | 3997 | Yes |  |  |  | 0 | 0.95 | 0.95
6 | 16 | 13 | 3998 | Yes |  |  |  | 0 | 1 | 1
6 | 16 | 14 | 3999 | Yes |  |  |  | 0 | 1.02 | 1.02
6 | 16 | 15 | 4000 | Yes |  |  |  | 0 | 1.03 | 1.03
6 | 16 | 16 | 4001 | Yes |  |  |  | 0 | 1.05 | 1.05
6 | 16 | 17 | 4002 | Yes |  |  |  | 0 | 0.85 | 0.85
6 | 16 | 18 | 4003 | Yes |  |  |  | 0 | 0.7 | 0.7
6 | 16 | 19 | 4004 | Yes |  |  |  | 0 | 0.55 | 0.55
6 | 16 | 20 | 4005 | Yes |  |  |  | 0 | 0.35 | 0.35
6 | 16 | 21 | 4006 | Yes |  |  |  | 0 | 0.2 | 0.2
6 | 16 | 22 | 4007 | Yes |  |  |  | 0 | 0.2 | 0.2
6 | 16 | 23 | 4008 | Yes |  |  |  | 0 | 0.2 | 0.2
6 | 17 | 0 | 4009 | Yes |  |  |  | 0 | 0.2 | 0.2
6 | 17 | 1 | 4010 | Yes |  |  |  | 0 | 0.2 | 0.2
6 | 17 | 2 | 4011 | Yes |  |  |  | 0 | 0.2 | 0.2
6 | 17 | 3 | 4012 | Yes |  |  |  | 0 | 0.2 | 0.2
6 | 17 | 4 | 4013 | Yes |  |  |  | 0 | 0.3 | 0.3
6 | 17 | 5 | 4014 | Yes |  |  |  | 0 | 0.45 | 0.45
6 | 17 | 6 | 4015 | Yes |  |  |  | 0 | 0.58 | 0.58
6 | 17 | 7 | 4016 | Yes |  |  |  | 0 | 0.7 | 0.7
6 | 17 | 8 | 4017 | Yes |  |  |  | 0 | 0.85 | 0.85
6 | 17 | 9 | 4018 | Yes |  |  |  | 0 | 1.03 | 1.03
6 | 17 | 10 | 4019 | Yes |  |  |  | 0 | 0.99 | 0.99
6 | 17 | 11 | 4020 | Yes |  |  |  | 0 | 0.92 | 0.92
6 | 17 | 12 | 4021 | Yes |  |  |  | 0 | 0.95 | 0.95
6 | 17 | 13 | 4022 | Yes |  |  |  | 0 | 1 | 1
6 | 17 | 14 | 4023 | Yes |  |  |  | 0 | 1.02 | 1.02
6 | 17 | 15 | 4024 | Yes |  |  |  | 0 | 1.03 | 1.03
6 | 17 | 16 | 4025 | Yes |  |  |  | 0 | 1.05 | 1.05
6 | 17 | 17 | 4026 | Yes |  |  |  | 0 | 0.85 | 0.85
6 | 17 | 18 | 4027 | Yes |  |  |  | 0 | 0.7 | 0.7
6 | 17 | 19 | 4028 | Yes |  |  |  | 0 | 0.55 | 0.55
6 | 17 | 20 | 4029 | Yes |  |  |  | 0 | 0.35 | 0.35
6 | 17 | 21 | 4030 | Yes |  |  |  | 0 | 0.2 | 0.2
6 | 17 | 22 | 4031 | Yes |  |  |  | 0 | 0.2 | 0.2
6 | 17 | 23 | 4032 | Yes |  |  |  | 0 | 0.2 | 0.2
6 | 18 | 0 | 4033 | Yes |  |  |  | 0 | 0.2 | 0.2
6 | 18 | 1 | 4034 | Yes |  |  |  | 0 | 0.2 | 0.2
6 | 18 | 2 | 4035 | Yes |  |  |  | 0 | 0.2 | 0.2
6 | 18 | 3 | 4036 | Yes |  |  |  | 0 | 0.2 | 0.2
6 | 18 | 4 | 4037 | Yes |  |  |  | 0 | 0.3 | 0.3
6 | 18 | 5 | 4038 | Yes |  |  |  | 0 | 0.45 | 0.45
6 | 18 | 6 | 4039 | Yes |  |  |  | 0 | 0.58 | 0.58
6 | 18 | 7 | 4040 | Yes |  |  |  | 0 | 0.7 | 0.7
6 | 18 | 8 | 4041 | Yes |  |  |  | 0 | 0.85 | 0.85
6 | 18 | 9 | 4042 | Yes |  |  |  | 0 | 1.03 | 1.03
6 | 18 | 10 | 4043 | Yes |  |  |  | 0 | 0.99 | 0.99
6 | 18 | 11 | 4044 | Yes |  |  |  | 0 | 0.92 | 0.92
6 | 18 | 12 | 4045 | Yes |  |  |  | 0 | 0.95 | 0.95
6 | 18 | 13 | 4046 | Yes |  |  |  | 0 | 1 | 1
6 | 18 | 14 | 4047 | Yes |  |  |  | 0 | 1.02 | 1.02
6 | 18 | 15 | 4048 | Yes |  |  |  | 0 | 1.03 | 1.03
6 | 18 | 16 | 4049 | Yes |  |  |  | 0 | 1.05 | 1.05
6 | 18 | 17 | 4050 | Yes |  |  |  | 0 | 0.85 | 0.85
6 | 18 | 18 | 4051 | Yes |  |  |  | 0 | 0.7 | 0.7
6 | 18 | 19 | 4052 | Yes |  |  |  | 0 | 0.55 | 0.55
6 | 18 | 20 | 4053 | Yes |  |  |  | 0 | 0.35 | 0.35
6 | 18 | 21 | 4054 | Yes |  |  |  | 0 | 0.2 | 0.2
6 | 18 | 22 | 4055 | Yes |  |  |  | 0 | 0.2 | 0.2
6 | 18 | 23 | 4056 | Yes |  |  |  | 0 | 0.2 | 0.2
6 | 19 | 0 | 4057 | Yes |  |  |  | 0 | 0.2 | 0.2
6 | 19 | 1 | 4058 | Yes |  |  |  | 0 | 0.2 | 0.2
6 | 19 | 2 | 4059 | Yes |  |  |  | 0 | 0.2 | 0.2
6 | 19 | 3 | 4060 | Yes |  |  |  | 0 | 0.2 | 0.2
6 | 19 | 4 | 4061 | Yes |  |  |  | 0 | 0.3 | 0.3
6 | 19 | 5 | 4062 | Yes |  |  |  | 0 | 0.45 | 0.45
6 | 19 | 6 | 4063 | Yes |  |  |  | 0 | 0.58 | 0.58
6 | 19 | 7 | 4064 | Yes |  |  |  | 0 | 0.7 | 0.7
6 | 19 | 8 | 4065 | Yes |  |  |  | 0 | 0.85 | 0.85
6 | 19 | 9 | 4066 | Yes |  |  |  | 0 | 1.03 | 1.03
6 | 19 | 10 | 4067 | Yes |  |  |  | 0 | 0.99 | 0.99
6 | 19 | 11 | 4068 | Yes |  |  |  | 0 | 0.92 | 0.92
6 | 19 | 12 | 4069 | Yes |  |  |  | 0 | 0.95 | 0.95
6 | 19 | 13 | 4070 | Yes |  |  |  | 0 | 1 | 1
6 | 19 | 14 | 4071 | Yes |  |  |  | 0 | 1.02 | 1.02
6 | 19 | 15 | 4072 | Yes |  |  |  | 0 | 1.03 | 1.03
6 | 19 | 16 | 4073 | Yes |  |  |  | 0 | 1.05 | 1.05
6 | 19 | 17 | 4074 | Yes |  |  |  | 0 | 0.85 | 0.85
6 | 19 | 18 | 4075 | Yes |  |  |  | 0 | 0.7 | 0.7
6 | 19 | 19 | 4076 | Yes |  |  |  | 0 | 0.55 | 0.55
6 | 19 | 20 | 4077 | Yes |  |  |  | 0 | 0.35 | 0.35
6 | 19 | 21 | 4078 | Yes |  |  |  | 0 | 0.2 | 0.2
6 | 19 | 22 | 4079 | Yes |  |  |  | 0 | 0.2 | 0.2
6 | 19 | 23 | 4080 | Yes |  |  |  | 0 | 0.2 | 0.2
6 | 20 | 0 | 4081 | Yes |  |  |  | 0 | 0.2 | 0.2
6 | 20 | 1 | 4082 | Yes |  |  |  | 0 | 0.2 | 0.2
6 | 20 | 2 | 4083 | Yes |  |  |  | 0 | 0.2 | 0.2
6 | 20 | 3 | 4084 | Yes |  |  |  | 0 | 0.2 | 0.2
6 | 20 | 4 | 4085 | Yes |  |  |  | 0 | 0.3 | 0.3
6 | 20 | 5 | 4086 | Yes |  |  |  | 0 | 0.45 | 0.45
6 | 20 | 6 | 4087 | Yes |  |  |  | 0 | 0.58 | 0.58
6 | 20 | 7 | 4088 | Yes |  |  |  | 0 | 0.7 | 0.7
6 | 20 | 8 | 4089 | Yes |  |  |  | 0 | 0.85 | 0.85
6 | 20 | 9 | 4090 | Yes |  |  |  | 0 | 1.03 | 1.03
6 | 20 | 10 | 4091 | Yes |  |  |  | 0 | 0.99 | 0.99
6 | 20 | 11 | 4092 | Yes |  |  |  | 0 | 0.92 | 0.92
6 | 20 | 12 | 4093 | Yes |  |  |  | 0 | 0.95 | 0.95
6 | 20 | 13 | 4094 | Yes |  |  |  | 0 | 1 | 1
6 | 20 | 14 | 4095 | Yes |  |  |  | 0 | 1.02 | 1.02
6 | 20 | 15 | 4096 | Yes |  |  |  | 0 | 1.03 | 1.03
6 | 20 | 16 | 4097 | Yes |  |  |  | 0 | 1.05 | 1.05
6 | 20 | 17 | 4098 | Yes |  |  |  | 0 | 0.85 | 0.85
6 | 20 | 18 | 4099 | Yes |  |  |  | 0 | 0.7 | 0.7
6 | 20 | 19 | 4100 | Yes |  |  |  | 0 | 0.55 | 0.55
6 | 20 | 20 | 4101 | Yes |  |  |  | 0 | 0.35 | 0.35
6 | 20 | 21 | 4102 | Yes |  |  |  | 0 | 0.2 | 0.2
6 | 20 | 22 | 4103 | Yes |  |  |  | 0 | 0.2 | 0.2
6 | 20 | 23 | 4104 | Yes |  |  |  | 0 | 0.2 | 0.2
6 | 21 | 0 | 4105 | Saturday |  |  |  | 0 | 0.2 | 0.2
6 | 21 | 1 | 4106 | Saturday |  |  |  | 0 | 0.2 | 0.2
6 | 21 | 2 | 4107 | Saturday |  |  |  | 0 | 0.2 | 0.2
6 | 21 | 3 | 4108 | Saturday |  |  |  | 0 | 0.2 | 0.2
6 | 21 | 4 | 4109 | Saturday |  |  |  | 0 | 0.3 | 0.3
6 | 21 | 5 | 4110 | Saturday |  |  |  | 0 | 0.45 | 0.45
6 | 21 | 6 | 4111 | Saturday |  |  |  | 0 | 0.58 | 0.58
6 | 21 | 7 | 4112 | Saturday |  |  |  | 0 | 0.7 | 0.7
6 | 21 | 8 | 4113 | Saturday |  |  |  | 0 | 0.85 | 0.85
6 | 21 | 9 | 4114 | Saturday |  |  |  | 0 | 1.03 | 1.03
6 | 21 | 10 | 4115 | Saturday |  |  |  | 0 | 0.99 | 0.99
6 | 21 | 11 | 4116 | Saturday |  |  |  | 0 | 0.92 | 0.92
6 | 21 | 12 | 4117 | Saturday |  |  |  | 0 | 0.95 | 0.95
6 | 21 | 13 | 4118 | Saturday |  |  |  | 0 | 1 | 1
6 | 21 | 14 | 4119 | Saturday |  |  |  | 0 | 1.02 | 1.02
6 | 21 | 15 | 4120 | Saturday |  |  |  | 0 | 1.03 | 1.03
6 | 21 | 16 | 4121 | Saturday |  |  |  | 0 | 1.05 | 1.05
6 | 21 | 17 | 4122 | Saturday |  |  |  | 0 | 0.85 | 0.85
6 | 21 | 18 | 4123 | Saturday |  |  |  | 0 | 0.7 | 0.7
6 | 21 | 19 | 4124 | Saturday |  |  |  | 0 | 0.55 | 0.55
6 | 21 | 20 | 4125 | Saturday |  |  |  | 0 | 0.35 | 0.35
6 | 21 | 21 | 4126 | Saturday |  |  |  | 0 | 0.2 | 0.2
6 | 21 | 22 | 4127 | Saturday |  |  |  | 0 | 0.2 | 0.2
6 | 21 | 23 | 4128 | Saturday |  |  |  | 0 | 0.2 | 0.2
6 | 22 | 0 | 4129 | Sunday |  |  |  | 0 | 0.2 | 0.2
6 | 22 | 1 | 4130 | Sunday |  |  |  | 0 | 0.2 | 0.2
6 | 22 | 2 | 4131 | Sunday |  |  |  | 0 | 0.2 | 0.2
6 | 22 | 3 | 4132 | Sunday |  |  |  | 0 | 0.2 | 0.2
6 | 22 | 4 | 4133 | Sunday |  |  |  | 0 | 0.3 | 0.3
6 | 22 | 5 | 4134 | Sunday |  |  |  | 0 | 0.45 | 0.45
6 | 22 | 6 | 4135 | Sunday |  |  |  | 0 | 0.58 | 0.58
6 | 22 | 7 | 4136 | Sunday |  |  |  | 0 | 0.7 | 0.7
6 | 22 | 8 | 4137 | Sunday |  |  |  | 0 | 0.85 | 0.85
6 | 22 | 9 | 4138 | Sunday |  |  |  | 0 | 1.03 | 1.03
6 | 22 | 10 | 4139 | Sunday |  |  |  | 0 | 0.99 | 0.99
6 | 22 | 11 | 4140 | Sunday |  |  |  | 0 | 0.92 | 0.92
6 | 22 | 12 | 4141 | Sunday |  |  |  | 0 | 0.95 | 0.95
6 | 22 | 13 | 4142 | Sunday |  |  |  | 0 | 1 | 1
6 | 22 | 14 | 4143 | Sunday |  |  |  | 0 | 1.02 | 1.02
6 | 22 | 15 | 4144 | Sunday |  |  |  | 0 | 1.03 | 1.03
6 | 22 | 16 | 4145 | Sunday |  |  |  | 0 | 1.05 | 1.05
6 | 22 | 17 | 4146 | Sunday |  |  |  | 0 | 0.85 | 0.85
6 | 22 | 18 | 4147 | Sunday |  |  |  | 0 | 0.7 | 0.7
6 | 22 | 19 | 4148 | Sunday |  |  |  | 0 | 0.55 | 0.55
6 | 22 | 20 | 4149 | Sunday |  |  |  | 0 | 0.35 | 0.35
6 | 22 | 21 | 4150 | Sunday |  |  |  | 0 | 0.2 | 0.2
6 | 22 | 22 | 4151 | Sunday |  |  |  | 0 | 0.2 | 0.2
6 | 22 | 23 | 4152 | Sunday |  |  |  | 0 | 0.2 | 0.2
6 | 23 | 0 | 4153 | Yes |  |  |  | 0 | 0.2 | 0.2
6 | 23 | 1 | 4154 | Yes |  |  |  | 0 | 0.2 | 0.2
6 | 23 | 2 | 4155 | Yes |  |  |  | 0 | 0.2 | 0.2
6 | 23 | 3 | 4156 | Yes |  |  |  | 0 | 0.2 | 0.2
6 | 23 | 4 | 4157 | Yes |  |  |  | 0 | 0.3 | 0.3
6 | 23 | 5 | 4158 | Yes |  |  |  | 0 | 0.45 | 0.45
6 | 23 | 6 | 4159 | Yes |  |  |  | 0 | 0.58 | 0.58
6 | 23 | 7 | 4160 | Yes |  |  |  | 0 | 0.7 | 0.7
6 | 23 | 8 | 4161 | Yes |  |  |  | 0 | 0.85 | 0.85
6 | 23 | 9 | 4162 | Yes |  |  |  | 0 | 1.03 | 1.03
6 | 23 | 10 | 4163 | Yes |  |  |  | 0 | 0.99 | 0.99
6 | 23 | 11 | 4164 | Yes |  |  |  | 0 | 0.92 | 0.92
6 | 23 | 12 | 4165 | Yes |  |  |  | 0 | 0.95 | 0.95
6 | 23 | 13 | 4166 | Yes |  |  |  | 0 | 1 | 1
6 | 23 | 14 | 4167 | Yes |  |  |  | 0 | 1.02 | 1.02
6 | 23 | 15 | 4168 | Yes |  |  |  | 0 | 1.03 | 1.03
6 | 23 | 16 | 4169 | Yes |  |  |  | 0 | 1.05 | 1.05
6 | 23 | 17 | 4170 | Yes |  |  |  | 0 | 0.85 | 0.85
6 | 23 | 18 | 4171 | Yes |  |  |  | 0 | 0.7 | 0.7
6 | 23 | 19 | 4172 | Yes |  |  |  | 0 | 0.55 | 0.55
6 | 23 | 20 | 4173 | Yes |  |  |  | 0 | 0.35 | 0.35
6 | 23 | 21 | 4174 | Yes |  |  |  | 0 | 0.2 | 0.2
6 | 23 | 22 | 4175 | Yes |  |  |  | 0 | 0.2 | 0.2
6 | 23 | 23 | 4176 | Yes |  |  |  | 0 | 0.2 | 0.2
6 | 24 | 0 | 4177 | Yes |  |  |  | 0 | 0.2 | 0.2
6 | 24 | 1 | 4178 | Yes |  |  |  | 0 | 0.2 | 0.2
6 | 24 | 2 | 4179 | Yes |  |  |  | 0 | 0.2 | 0.2
6 | 24 | 3 | 4180 | Yes |  |  |  | 0 | 0.2 | 0.2
6 | 24 | 4 | 4181 | Yes |  |  |  | 0 | 0.3 | 0.3
6 | 24 | 5 | 4182 | Yes |  |  |  | 0 | 0.45 | 0.45
6 | 24 | 6 | 4183 | Yes |  |  |  | 0 | 0.58 | 0.58
6 | 24 | 7 | 4184 | Yes |  |  |  | 0 | 0.7 | 0.7
6 | 24 | 8 | 4185 | Yes |  |  |  | 0 | 0.85 | 0.85
6 | 24 | 9 | 4186 | Yes |  |  |  | 0 | 1.03 | 1.03
6 | 24 | 10 | 4187 | Yes |  |  |  | 0 | 0.99 | 0.99
6 | 24 | 11 | 4188 | Yes |  |  |  | 0 | 0.92 | 0.92
6 | 24 | 12 | 4189 | Yes |  |  |  | 0 | 0.95 | 0.95
6 | 24 | 13 | 4190 | Yes |  |  |  | 0 | 1 | 1
6 | 24 | 14 | 4191 | Yes |  |  |  | 0 | 1.02 | 1.02
6 | 24 | 15 | 4192 | Yes |  |  |  | 0 | 1.03 | 1.03
6 | 24 | 16 | 4193 | Yes |  |  |  | 0 | 1.05 | 1.05
6 | 24 | 17 | 4194 | Yes |  |  |  | 0 | 0.85 | 0.85
6 | 24 | 18 | 4195 | Yes |  |  |  | 0 | 0.7 | 0.7
6 | 24 | 19 | 4196 | Yes |  |  |  | 0 | 0.55 | 0.55
6 | 24 | 20 | 4197 | Yes |  |  |  | 0 | 0.35 | 0.35
6 | 24 | 21 | 4198 | Yes |  |  |  | 0 | 0.2 | 0.2
6 | 24 | 22 | 4199 | Yes |  |  |  | 0 | 0.2 | 0.2
6 | 24 | 23 | 4200 | Yes |  |  |  | 0 | 0.2 | 0.2
6 | 25 | 0 | 4201 | Yes |  |  |  | 0 | 0.2 | 0.2
6 | 25 | 1 | 4202 | Yes |  |  |  | 0 | 0.2 | 0.2
6 | 25 | 2 | 4203 | Yes |  |  |  | 0 | 0.2 | 0.2
6 | 25 | 3 | 4204 | Yes |  |  |  | 0 | 0.2 | 0.2
6 | 25 | 4 | 4205 | Yes |  |  |  | 0 | 0.3 | 0.3
6 | 25 | 5 | 4206 | Yes |  |  |  | 0 | 0.45 | 0.45
6 | 25 | 6 | 4207 | Yes |  |  |  | 0 | 0.58 | 0.58
6 | 25 | 7 | 4208 | Yes |  |  |  | 0 | 0.7 | 0.7
6 | 25 | 8 | 4209 | Yes |  |  |  | 0 | 0.85 | 0.85
6 | 25 | 9 | 4210 | Yes |  |  |  | 0 | 1.03 | 1.03
6 | 25 | 10 | 4211 | Yes |  |  |  | 0 | 0.99 | 0.99
6 | 25 | 11 | 4212 | Yes |  |  |  | 0 | 0.92 | 0.92
6 | 25 | 12 | 4213 | Yes |  |  |  | 0 | 0.95 | 0.95
6 | 25 | 13 | 4214 | Yes |  |  |  | 0 | 1 | 1
6 | 25 | 14 | 4215 | Yes |  |  |  | 0 | 1.02 | 1.02
6 | 25 | 15 | 4216 | Yes |  |  |  | 0 | 1.03 | 1.03
6 | 25 | 16 | 4217 | Yes |  |  |  | 0 | 1.05 | 1.05
6 | 25 | 17 | 4218 | Yes |  |  |  | 0 | 0.85 | 0.85
6 | 25 | 18 | 4219 | Yes |  |  |  | 0 | 0.7 | 0.7
6 | 25 | 19 | 4220 | Yes |  |  |  | 0 | 0.55 | 0.55
6 | 25 | 20 | 4221 | Yes |  |  |  | 0 | 0.35 | 0.35
6 | 25 | 21 | 4222 | Yes |  |  |  | 0 | 0.2 | 0.2
6 | 25 | 22 | 4223 | Yes |  |  |  | 0 | 0.2 | 0.2
6 | 25 | 23 | 4224 | Yes |  |  |  | 0 | 0.2 | 0.2
6 | 26 | 0 | 4225 | Yes |  |  |  | 0 | 0.2 | 0.2
6 | 26 | 1 | 4226 | Yes |  |  |  | 0 | 0.2 | 0.2
6 | 26 | 2 | 4227 | Yes |  |  |  | 0 | 0.2 | 0.2
6 | 26 | 3 | 4228 | Yes |  |  |  | 0 | 0.2 | 0.2
6 | 26 | 4 | 4229 | Yes |  |  |  | 0 | 0.3 | 0.3
6 | 26 | 5 | 4230 | Yes |  |  |  | 0 | 0.45 | 0.45
6 | 26 | 6 | 4231 | Yes |  |  |  | 0 | 0.58 | 0.58
6 | 26 | 7 | 4232 | Yes |  |  |  | 0 | 0.7 | 0.7
6 | 26 | 8 | 4233 | Yes |  |  |  | 0 | 0.85 | 0.85
6 | 26 | 9 | 4234 | Yes |  |  |  | 0 | 1.03 | 1.03
6 | 26 | 10 | 4235 | Yes |  |  |  | 0 | 0.99 | 0.99
6 | 26 | 11 | 4236 | Yes |  |  |  | 0 | 0.92 | 0.92
6 | 26 | 12 | 4237 | Yes |  |  |  | 0 | 0.95 | 0.95
6 | 26 | 13 | 4238 | Yes |  |  |  | 0 | 1 | 1
6 | 26 | 14 | 4239 | Yes |  |  |  | 0 | 1.02 | 1.02
6 | 26 | 15 | 4240 | Yes |  |  |  | 0 | 1.03 | 1.03
6 | 26 | 16 | 4241 | Yes |  |  |  | 0 | 1.05 | 1.05
6 | 26 | 17 | 4242 | Yes |  |  |  | 0 | 0.85 | 0.85
6 | 26 | 18 | 4243 | Yes |  |  |  | 0 | 0.7 | 0.7
6 | 26 | 19 | 4244 | Yes |  |  |  | 0 | 0.55 | 0.55
6 | 26 | 20 | 4245 | Yes |  |  |  | 0 | 0.35 | 0.35
6 | 26 | 21 | 4246 | Yes |  |  |  | 0 | 0.2 | 0.2
6 | 26 | 22 | 4247 | Yes |  |  |  | 0 | 0.2 | 0.2
6 | 26 | 23 | 4248 | Yes |  |  |  | 0 | 0.2 | 0.2
6 | 27 | 0 | 4249 | Yes |  |  |  | 0 | 0.2 | 0.2
6 | 27 | 1 | 4250 | Yes |  |  |  | 0 | 0.2 | 0.2
6 | 27 | 2 | 4251 | Yes |  |  |  | 0 | 0.2 | 0.2
6 | 27 | 3 | 4252 | Yes |  |  |  | 0 | 0.2 | 0.2
6 | 27 | 4 | 4253 | Yes |  |  |  | 0 | 0.3 | 0.3
6 | 27 | 5 | 4254 | Yes |  |  |  | 0 | 0.45 | 0.45
6 | 27 | 6 | 4255 | Yes |  |  |  | 0 | 0.58 | 0.58
6 | 27 | 7 | 4256 | Yes |  |  |  | 0 | 0.7 | 0.7
6 | 27 | 8 | 4257 | Yes |  |  |  | 0 | 0.85 | 0.85
6 | 27 | 9 | 4258 | Yes |  |  |  | 0 | 1.03 | 1.03
6 | 27 | 10 | 4259 | Yes |  |  |  | 0 | 0.99 | 0.99
6 | 27 | 11 | 4260 | Yes |  |  |  | 0 | 0.92 | 0.92
6 | 27 | 12 | 4261 | Yes |  |  |  | 0 | 0.95 | 0.95
6 | 27 | 13 | 4262 | Yes |  |  |  | 0 | 1 | 1
6 | 27 | 14 | 4263 | Yes |  |  |  | 0 | 1.02 | 1.02
6 | 27 | 15 | 4264 | Yes |  |  |  | 0 | 1.03 | 1.03
6 | 27 | 16 | 4265 | Yes |  |  |  | 0 | 1.05 | 1.05
6 | 27 | 17 | 4266 | Yes |  |  |  | 0 | 0.85 | 0.85
6 | 27 | 18 | 4267 | Yes |  |  |  | 0 | 0.7 | 0.7
6 | 27 | 19 | 4268 | Yes |  |  |  | 0 | 0.55 | 0.55
6 | 27 | 20 | 4269 | Yes |  |  |  | 0 | 0.35 | 0.35
6 | 27 | 21 | 4270 | Yes |  |  |  | 0 | 0.2 | 0.2
6 | 27 | 22 | 4271 | Yes |  |  |  | 0 | 0.2 | 0.2
6 | 27 | 23 | 4272 | Yes |  |  |  | 0 | 0.2 | 0.2
6 | 28 | 0 | 4273 | Saturday |  |  |  | 0 | 0.2 | 0.2
6 | 28 | 1 | 4274 | Saturday |  |  |  | 0 | 0.2 | 0.2
6 | 28 | 2 | 4275 | Saturday |  |  |  | 0 | 0.2 | 0.2
6 | 28 | 3 | 4276 | Saturday |  |  |  | 0 | 0.2 | 0.2
6 | 28 | 4 | 4277 | Saturday |  |  |  | 0 | 0.3 | 0.3
6 | 28 | 5 | 4278 | Saturday |  |  |  | 0 | 0.45 | 0.45
6 | 28 | 6 | 4279 | Saturday |  |  |  | 0 | 0.58 | 0.58
6 | 28 | 7 | 4280 | Saturday |  |  |  | 0 | 0.7 | 0.7
6 | 28 | 8 | 4281 | Saturday |  |  |  | 0 | 0.85 | 0.85
6 | 28 | 9 | 4282 | Saturday |  |  |  | 0 | 1.03 | 1.03
6 | 28 | 10 | 4283 | Saturday |  |  |  | 0 | 0.99 | 0.99
6 | 28 | 11 | 4284 | Saturday |  |  |  | 0 | 0.92 | 0.92
6 | 28 | 12 | 4285 | Saturday |  |  |  | 0 | 0.95 | 0.95
6 | 28 | 13 | 4286 | Saturday |  |  |  | 0 | 1 | 1
6 | 28 | 14 | 4287 | Saturday |  |  |  | 0 | 1.02 | 1.02
6 | 28 | 15 | 4288 | Saturday |  |  |  | 0 | 1.03 | 1.03
6 | 28 | 16 | 4289 | Saturday |  |  |  | 0 | 1.05 | 1.05
6 | 28 | 17 | 4290 | Saturday |  |  |  | 0 | 0.85 | 0.85
6 | 28 | 18 | 4291 | Saturday |  |  |  | 0 | 0.7 | 0.7
6 | 28 | 19 | 4292 | Saturday |  |  |  | 0 | 0.55 | 0.55
6 | 28 | 20 | 4293 | Saturday |  |  |  | 0 | 0.35 | 0.35
6 | 28 | 21 | 4294 | Saturday |  |  |  | 0 | 0.2 | 0.2
6 | 28 | 22 | 4295 | Saturday |  |  |  | 0 | 0.2 | 0.2
6 | 28 | 23 | 4296 | Saturday |  |  |  | 0 | 0.2 | 0.2
6 | 29 | 0 | 4297 | Sunday |  |  |  | 0 | 0.2 | 0.2
6 | 29 | 1 | 4298 | Sunday |  |  |  | 0 | 0.2 | 0.2
6 | 29 | 2 | 4299 | Sunday |  |  |  | 0 | 0.2 | 0.2
6 | 29 | 3 | 4300 | Sunday |  |  |  | 0 | 0.2 | 0.2
6 | 29 | 4 | 4301 | Sunday |  |  |  | 0 | 0.3 | 0.3
6 | 29 | 5 | 4302 | Sunday |  |  |  | 0 | 0.45 | 0.45
6 | 29 | 6 | 4303 | Sunday |  |  |  | 0 | 0.58 | 0.58
6 | 29 | 7 | 4304 | Sunday |  |  |  | 0 | 0.7 | 0.7
6 | 29 | 8 | 4305 | Sunday |  |  |  | 0 | 0.85 | 0.85
6 | 29 | 9 | 4306 | Sunday |  |  |  | 0 | 1.03 | 1.03
6 | 29 | 10 | 4307 | Sunday |  |  |  | 0 | 0.99 | 0.99
6 | 29 | 11 | 4308 | Sunday |  |  |  | 0 | 0.92 | 0.92
6 | 29 | 12 | 4309 | Sunday |  |  |  | 0 | 0.95 | 0.95
6 | 29 | 13 | 4310 | Sunday |  |  |  | 0 | 1 | 1
6 | 29 | 14 | 4311 | Sunday |  |  |  | 0 | 1.02 | 1.02
6 | 29 | 15 | 4312 | Sunday |  |  |  | 0 | 1.03 | 1.03
6 | 29 | 16 | 4313 | Sunday |  |  |  | 0 | 1.05 | 1.05
6 | 29 | 17 | 4314 | Sunday |  |  |  | 0 | 0.85 | 0.85
6 | 29 | 18 | 4315 | Sunday |  |  |  | 0 | 0.7 | 0.7
6 | 29 | 19 | 4316 | Sunday |  |  |  | 0 | 0.55 | 0.55
6 | 29 | 20 | 4317 | Sunday |  |  |  | 0 | 0.35 | 0.35
6 | 29 | 21 | 4318 | Sunday |  |  |  | 0 | 0.2 | 0.2
6 | 29 | 22 | 4319 | Sunday |  |  |  | 0 | 0.2 | 0.2
6 | 29 | 23 | 4320 | Sunday |  |  |  | 0 | 0.2 | 0.2
6 | 30 | 0 | 4321 | Yes |  |  |  | 0 | 0.2 | 0.2
6 | 30 | 1 | 4322 | Yes |  |  |  | 0 | 0.2 | 0.2
6 | 30 | 2 | 4323 | Yes |  |  |  | 0 | 0.2 | 0.2
6 | 30 | 3 | 4324 | Yes |  |  |  | 0 | 0.2 | 0.2
6 | 30 | 4 | 4325 | Yes |  |  |  | 0 | 0.3 | 0.3
6 | 30 | 5 | 4326 | Yes |  |  |  | 0 | 0.45 | 0.45
6 | 30 | 6 | 4327 | Yes |  |  |  | 0 | 0.58 | 0.58
6 | 30 | 7 | 4328 | Yes |  |  |  | 0 | 0.7 | 0.7
6 | 30 | 8 | 4329 | Yes |  |  |  | 0 | 0.85 | 0.85
6 | 30 | 9 | 4330 | Yes |  |  |  | 0 | 1.03 | 1.03
6 | 30 | 10 | 4331 | Yes |  |  |  | 0 | 0.99 | 0.99
6 | 30 | 11 | 4332 | Yes |  |  |  | 0 | 0.92 | 0.92
6 | 30 | 12 | 4333 | Yes |  |  |  | 0 | 0.95 | 0.95
6 | 30 | 13 | 4334 | Yes |  |  |  | 0 | 1 | 1
6 | 30 | 14 | 4335 | Yes |  |  |  | 0 | 1.02 | 1.02
6 | 30 | 15 | 4336 | Yes |  |  |  | 0 | 1.03 | 1.03
6 | 30 | 16 | 4337 | Yes |  |  |  | 0 | 1.05 | 1.05
6 | 30 | 17 | 4338 | Yes |  |  |  | 0 | 0.85 | 0.85
6 | 30 | 18 | 4339 | Yes |  |  |  | 0 | 0.7 | 0.7
6 | 30 | 19 | 4340 | Yes |  |  |  | 0 | 0.55 | 0.55
6 | 30 | 20 | 4341 | Yes |  |  |  | 0 | 0.35 | 0.35
6 | 30 | 21 | 4342 | Yes |  |  |  | 0 | 0.2 | 0.2
6 | 30 | 22 | 4343 | Yes |  |  |  | 0 | 0.2 | 0.2
6 | 30 | 23 | 4344 | Yes |  |  |  | 0 | 0.2 | 0.2
7 | 1 | 0 | 4345 | Sunday |  |  |  | 0 | 0.2 | 0.2
7 | 1 | 1 | 4346 | Sunday |  |  |  | 0 | 0.2 | 0.2
7 | 1 | 2 | 4347 | Sunday |  |  |  | 0 | 0.2 | 0.2
7 | 1 | 3 | 4348 | Sunday |  |  |  | 0 | 0.2 | 0.2
7 | 1 | 4 | 4349 | Sunday |  |  |  | 0 | 0.3 | 0.3
7 | 1 | 5 | 4350 | Sunday |  |  |  | 0 | 0.45 | 0.45
7 | 1 | 6 | 4351 | Sunday |  |  |  | 0 | 0.58 | 0.58
7 | 1 | 7 | 4352 | Sunday |  |  |  | 0 | 0.7 | 0.7
7 | 1 | 8 | 4353 | Sunday |  |  |  | 0 | 0.85 | 0.85
7 | 1 | 9 | 4354 | Sunday |  |  |  | 0 | 1.03 | 1.03
7 | 1 | 10 | 4355 | Sunday |  |  |  | 0 | 0.99 | 0.99
7 | 1 | 11 | 4356 | Sunday |  |  |  | 0 | 0.92 | 0.92
7 | 1 | 12 | 4357 | Sunday |  |  |  | 0 | 0.95 | 0.95
7 | 1 | 13 | 4358 | Sunday |  |  |  | 0 | 1 | 1
7 | 1 | 14 | 4359 | Sunday |  |  |  | 0 | 1.02 | 1.02
7 | 1 | 15 | 4360 | Sunday |  |  |  | 0 | 1.03 | 1.03
7 | 1 | 16 | 4361 | Sunday |  |  |  | 0 | 1.05 | 1.05
7 | 1 | 17 | 4362 | Sunday |  |  |  | 0 | 0.85 | 0.85
7 | 1 | 18 | 4363 | Sunday |  |  |  | 0 | 0.7 | 0.7
7 | 1 | 19 | 4364 | Sunday |  |  |  | 0 | 0.55 | 0.55
7 | 1 | 20 | 4365 | Sunday |  |  |  | 0 | 0.35 | 0.35
7 | 1 | 21 | 4366 | Sunday |  |  |  | 0 | 0.2 | 0.2
7 | 1 | 22 | 4367 | Sunday |  |  |  | 0 | 0.2 | 0.2
7 | 1 | 23 | 4368 | Sunday |  |  |  | 0 | 0.2 | 0.2
7 | 2 | 0 | 4369 | Yes |  |  |  | 0 | 0.2 | 0.2
7 | 2 | 1 | 4370 | Yes |  |  |  | 0 | 0.2 | 0.2
7 | 2 | 2 | 4371 | Yes |  |  |  | 0 | 0.2 | 0.2
7 | 2 | 3 | 4372 | Yes |  |  |  | 0 | 0.2 | 0.2
7 | 2 | 4 | 4373 | Yes |  |  |  | 0 | 0.3 | 0.3
7 | 2 | 5 | 4374 | Yes |  |  |  | 0 | 0.45 | 0.45
7 | 2 | 6 | 4375 | Yes |  |  |  | 0 | 0.58 | 0.58
7 | 2 | 7 | 4376 | Yes |  |  |  | 0 | 0.7 | 0.7
7 | 2 | 8 | 4377 | Yes |  |  |  | 0 | 0.85 | 0.85
7 | 2 | 9 | 4378 | Yes |  |  |  | 0 | 1.03 | 1.03
7 | 2 | 10 | 4379 | Yes |  |  |  | 0 | 0.99 | 0.99
7 | 2 | 11 | 4380 | Yes |  |  |  | 0 | 0.92 | 0.92
7 | 2 | 12 | 4381 | Yes |  |  |  | 0 | 0.95 | 0.95
7 | 2 | 13 | 4382 | Yes |  |  |  | 0 | 1 | 1
7 | 2 | 14 | 4383 | Yes |  |  |  | 0 | 1.02 | 1.02
7 | 2 | 15 | 4384 | Yes |  |  |  | 0 | 1.03 | 1.03
7 | 2 | 16 | 4385 | Yes |  |  |  | 0 | 1.05 | 1.05
7 | 2 | 17 | 4386 | Yes |  |  |  | 0 | 0.85 | 0.85
7 | 2 | 18 | 4387 | Yes |  |  |  | 0 | 0.7 | 0.7
7 | 2 | 19 | 4388 | Yes |  |  |  | 0 | 0.55 | 0.55
7 | 2 | 20 | 4389 | Yes |  |  |  | 0 | 0.35 | 0.35
7 | 2 | 21 | 4390 | Yes |  |  |  | 0 | 0.2 | 0.2
7 | 2 | 22 | 4391 | Yes |  |  |  | 0 | 0.2 | 0.2
7 | 2 | 23 | 4392 | Yes |  |  |  | 0 | 0.2 | 0.2
7 | 3 | 0 | 4393 | Yes |  |  |  | 0 | 0.2 | 0.2
7 | 3 | 1 | 4394 | Yes |  |  |  | 0 | 0.2 | 0.2
7 | 3 | 2 | 4395 | Yes |  |  |  | 0 | 0.2 | 0.2
7 | 3 | 3 | 4396 | Yes |  |  |  | 0 | 0.2 | 0.2
7 | 3 | 4 | 4397 | Yes |  |  |  | 0 | 0.3 | 0.3
7 | 3 | 5 | 4398 | Yes |  |  |  | 0 | 0.45 | 0.45
7 | 3 | 6 | 4399 | Yes |  |  |  | 0 | 0.58 | 0.58
7 | 3 | 7 | 4400 | Yes |  |  |  | 0 | 0.7 | 0.7
7 | 3 | 8 | 4401 | Yes |  |  |  | 0 | 0.85 | 0.85
7 | 3 | 9 | 4402 | Yes |  |  |  | 0 | 1.03 | 1.03
7 | 3 | 10 | 4403 | Yes |  |  |  | 0 | 0.99 | 0.99
7 | 3 | 11 | 4404 | Yes |  |  |  | 0 | 0.92 | 0.92
7 | 3 | 12 | 4405 | Yes |  |  |  | 0 | 0.95 | 0.95
7 | 3 | 13 | 4406 | Yes |  |  |  | 0 | 1 | 1
7 | 3 | 14 | 4407 | Yes |  |  |  | 0 | 1.02 | 1.02
7 | 3 | 15 | 4408 | Yes |  |  |  | 0 | 1.03 | 1.03
7 | 3 | 16 | 4409 | Yes |  |  |  | 0 | 1.05 | 1.05
7 | 3 | 17 | 4410 | Yes |  |  |  | 0 | 0.85 | 0.85
7 | 3 | 18 | 4411 | Yes |  |  |  | 0 | 0.7 | 0.7
7 | 3 | 19 | 4412 | Yes |  |  |  | 0 | 0.55 | 0.55
7 | 3 | 20 | 4413 | Yes |  |  |  | 0 | 0.35 | 0.35
7 | 3 | 21 | 4414 | Yes |  |  |  | 0 | 0.2 | 0.2
7 | 3 | 22 | 4415 | Yes |  |  |  | 0 | 0.2 | 0.2
7 | 3 | 23 | 4416 | Yes |  |  |  | 0 | 0.2 | 0.2
7 | 4 | 0 | 4417 | Yes |  |  |  | 0 | 0.2 | 0.2
7 | 4 | 1 | 4418 | Yes |  |  |  | 0 | 0.2 | 0.2
7 | 4 | 2 | 4419 | Yes |  |  |  | 0 | 0.2 | 0.2
7 | 4 | 3 | 4420 | Yes |  |  |  | 0 | 0.2 | 0.2
7 | 4 | 4 | 4421 | Yes |  |  |  | 0 | 0.3 | 0.3
7 | 4 | 5 | 4422 | Yes |  |  |  | 0 | 0.45 | 0.45
7 | 4 | 6 | 4423 | Yes |  |  |  | 0 | 0.58 | 0.58
7 | 4 | 7 | 4424 | Yes |  |  |  | 0 | 0.7 | 0.7
7 | 4 | 8 | 4425 | Yes |  |  |  | 0 | 0.85 | 0.85
7 | 4 | 9 | 4426 | Yes |  |  |  | 0 | 1.03 | 1.03
7 | 4 | 10 | 4427 | Yes |  |  |  | 0 | 0.99 | 0.99
7 | 4 | 11 | 4428 | Yes |  |  |  | 0 | 0.92 | 0.92
7 | 4 | 12 | 4429 | Yes |  |  |  | 0 | 0.95 | 0.95
7 | 4 | 13 | 4430 | Yes |  |  |  | 0 | 1 | 1
7 | 4 | 14 | 4431 | Yes |  |  |  | 0 | 1.02 | 1.02
7 | 4 | 15 | 4432 | Yes |  |  |  | 0 | 1.03 | 1.03
7 | 4 | 16 | 4433 | Yes |  |  |  | 0 | 1.05 | 1.05
7 | 4 | 17 | 4434 | Yes |  |  |  | 0 | 0.85 | 0.85
7 | 4 | 18 | 4435 | Yes |  |  |  | 0 | 0.7 | 0.7
7 | 4 | 19 | 4436 | Yes |  |  |  | 0 | 0.55 | 0.55
7 | 4 | 20 | 4437 | Yes |  |  |  | 0 | 0.35 | 0.35
7 | 4 | 21 | 4438 | Yes |  |  |  | 0 | 0.2 | 0.2
7 | 4 | 22 | 4439 | Yes |  |  |  | 0 | 0.2 | 0.2
7 | 4 | 23 | 4440 | Yes |  |  |  | 0 | 0.2 | 0.2
7 | 5 | 0 | 4441 | Yes |  |  |  | 0 | 0.2 | 0.2
7 | 5 | 1 | 4442 | Yes |  |  |  | 0 | 0.2 | 0.2
7 | 5 | 2 | 4443 | Yes |  |  |  | 0 | 0.2 | 0.2
7 | 5 | 3 | 4444 | Yes |  |  |  | 0 | 0.2 | 0.2
7 | 5 | 4 | 4445 | Yes |  |  |  | 0 | 0.3 | 0.3
7 | 5 | 5 | 4446 | Yes |  |  |  | 0 | 0.45 | 0.45
7 | 5 | 6 | 4447 | Yes |  |  |  | 0 | 0.58 | 0.58
7 | 5 | 7 | 4448 | Yes |  |  |  | 0 | 0.7 | 0.7
7 | 5 | 8 | 4449 | Yes |  |  |  | 0 | 0.85 | 0.85
7 | 5 | 9 | 4450 | Yes |  |  |  | 0 | 1.03 | 1.03
7 | 5 | 10 | 4451 | Yes |  |  |  | 0 | 0.99 | 0.99
7 | 5 | 11 | 4452 | Yes |  |  |  | 0 | 0.92 | 0.92
7 | 5 | 12 | 4453 | Yes |  |  |  | 0 | 0.95 | 0.95
7 | 5 | 13 | 4454 | Yes |  |  |  | 0 | 1 | 1
7 | 5 | 14 | 4455 | Yes |  |  |  | 0 | 1.02 | 1.02
7 | 5 | 15 | 4456 | Yes |  |  |  | 0 | 1.03 | 1.03
7 | 5 | 16 | 4457 | Yes |  |  |  | 0 | 1.05 | 1.05
7 | 5 | 17 | 4458 | Yes |  |  |  | 0 | 0.85 | 0.85
7 | 5 | 18 | 4459 | Yes |  |  |  | 0 | 0.7 | 0.7
7 | 5 | 19 | 4460 | Yes |  |  |  | 0 | 0.55 | 0.55
7 | 5 | 20 | 4461 | Yes |  |  |  | 0 | 0.35 | 0.35
7 | 5 | 21 | 4462 | Yes |  |  |  | 0 | 0.2 | 0.2
7 | 5 | 22 | 4463 | Yes |  |  |  | 0 | 0.2 | 0.2
7 | 5 | 23 | 4464 | Yes |  |  |  | 0 | 0.2 | 0.2
7 | 6 | 0 | 4465 | Yes |  |  |  | 0 | 0.2 | 0.2
7 | 6 | 1 | 4466 | Yes |  |  |  | 0 | 0.2 | 0.2
7 | 6 | 2 | 4467 | Yes |  |  |  | 0 | 0.2 | 0.2
7 | 6 | 3 | 4468 | Yes |  |  |  | 0 | 0.2 | 0.2
7 | 6 | 4 | 4469 | Yes |  |  |  | 0 | 0.3 | 0.3
7 | 6 | 5 | 4470 | Yes |  |  |  | 0 | 0.45 | 0.45
7 | 6 | 6 | 4471 | Yes |  |  |  | 0 | 0.58 | 0.58
7 | 6 | 7 | 4472 | Yes |  |  |  | 0 | 0.7 | 0.7
7 | 6 | 8 | 4473 | Yes |  |  |  | 0 | 0.85 | 0.85
7 | 6 | 9 | 4474 | Yes |  |  |  | 0 | 1.03 | 1.03
7 | 6 | 10 | 4475 | Yes |  |  |  | 0 | 0.99 | 0.99
7 | 6 | 11 | 4476 | Yes |  |  |  | 0 | 0.92 | 0.92
7 | 6 | 12 | 4477 | Yes |  |  |  | 0 | 0.95 | 0.95
7 | 6 | 13 | 4478 | Yes |  |  |  | 0 | 1 | 1
7 | 6 | 14 | 4479 | Yes |  |  |  | 0 | 1.02 | 1.02
7 | 6 | 15 | 4480 | Yes |  |  |  | 0 | 1.03 | 1.03
7 | 6 | 16 | 4481 | Yes |  |  |  | 0 | 1.05 | 1.05
7 | 6 | 17 | 4482 | Yes |  |  |  | 0 | 0.85 | 0.85
7 | 6 | 18 | 4483 | Yes |  |  |  | 0 | 0.7 | 0.7
7 | 6 | 19 | 4484 | Yes |  |  |  | 0 | 0.55 | 0.55
7 | 6 | 20 | 4485 | Yes |  |  |  | 0 | 0.35 | 0.35
7 | 6 | 21 | 4486 | Yes |  |  |  | 0 | 0.2 | 0.2
7 | 6 | 22 | 4487 | Yes |  |  |  | 0 | 0.2 | 0.2
7 | 6 | 23 | 4488 | Yes |  |  |  | 0 | 0.2 | 0.2
7 | 7 | 0 | 4489 | Saturday |  |  |  | 0 | 0.2 | 0.2
7 | 7 | 1 | 4490 | Saturday |  |  |  | 0 | 0.2 | 0.2
7 | 7 | 2 | 4491 | Saturday |  |  |  | 0 | 0.2 | 0.2
7 | 7 | 3 | 4492 | Saturday |  |  |  | 0 | 0.2 | 0.2
7 | 7 | 4 | 4493 | Saturday |  |  |  | 0 | 0.3 | 0.3
7 | 7 | 5 | 4494 | Saturday |  |  |  | 0 | 0.45 | 0.45
7 | 7 | 6 | 4495 | Saturday |  |  |  | 0 | 0.58 | 0.58
7 | 7 | 7 | 4496 | Saturday |  |  |  | 0 | 0.7 | 0.7
7 | 7 | 8 | 4497 | Saturday |  |  |  | 0 | 0.85 | 0.85
7 | 7 | 9 | 4498 | Saturday |  |  |  | 0 | 1.03 | 1.03
7 | 7 | 10 | 4499 | Saturday |  |  |  | 0 | 0.99 | 0.99
7 | 7 | 11 | 4500 | Saturday |  |  |  | 0 | 0.92 | 0.92
7 | 7 | 12 | 4501 | Saturday |  |  |  | 0 | 0.95 | 0.95
7 | 7 | 13 | 4502 | Saturday |  |  |  | 0 | 1 | 1
7 | 7 | 14 | 4503 | Saturday |  |  |  | 0 | 1.02 | 1.02
7 | 7 | 15 | 4504 | Saturday |  |  |  | 0 | 1.03 | 1.03
7 | 7 | 16 | 4505 | Saturday |  |  |  | 0 | 1.05 | 1.05
7 | 7 | 17 | 4506 | Saturday |  |  |  | 0 | 0.85 | 0.85
7 | 7 | 18 | 4507 | Saturday |  |  |  | 0 | 0.7 | 0.7
7 | 7 | 19 | 4508 | Saturday |  |  |  | 0 | 0.55 | 0.55
7 | 7 | 20 | 4509 | Saturday |  |  |  | 0 | 0.35 | 0.35
7 | 7 | 21 | 4510 | Saturday |  |  |  | 0 | 0.2 | 0.2
7 | 7 | 22 | 4511 | Saturday |  |  |  | 0 | 0.2 | 0.2
7 | 7 | 23 | 4512 | Saturday |  |  |  | 0 | 0.2 | 0.2
7 | 8 | 0 | 4513 | Sunday |  |  |  | 0 | 0.2 | 0.2
7 | 8 | 1 | 4514 | Sunday |  |  |  | 0 | 0.2 | 0.2
7 | 8 | 2 | 4515 | Sunday |  |  |  | 0 | 0.2 | 0.2
7 | 8 | 3 | 4516 | Sunday |  |  |  | 0 | 0.2 | 0.2
7 | 8 | 4 | 4517 | Sunday |  |  |  | 0 | 0.3 | 0.3
7 | 8 | 5 | 4518 | Sunday |  |  |  | 0 | 0.45 | 0.45
7 | 8 | 6 | 4519 | Sunday |  |  |  | 0 | 0.58 | 0.58
7 | 8 | 7 | 4520 | Sunday |  |  |  | 0 | 0.7 | 0.7
7 | 8 | 8 | 4521 | Sunday |  |  |  | 0 | 0.85 | 0.85
7 | 8 | 9 | 4522 | Sunday |  |  |  | 0 | 1.03 | 1.03
7 | 8 | 10 | 4523 | Sunday |  |  |  | 0 | 0.99 | 0.99
7 | 8 | 11 | 4524 | Sunday |  |  |  | 0 | 0.92 | 0.92
7 | 8 | 12 | 4525 | Sunday |  |  |  | 0 | 0.95 | 0.95
7 | 8 | 13 | 4526 | Sunday |  |  |  | 0 | 1 | 1
7 | 8 | 14 | 4527 | Sunday |  |  |  | 0 | 1.02 | 1.02
7 | 8 | 15 | 4528 | Sunday |  |  |  | 0 | 1.03 | 1.03
7 | 8 | 16 | 4529 | Sunday |  |  |  | 0 | 1.05 | 1.05
7 | 8 | 17 | 4530 | Sunday |  |  |  | 0 | 0.85 | 0.85
7 | 8 | 18 | 4531 | Sunday |  |  |  | 0 | 0.7 | 0.7
7 | 8 | 19 | 4532 | Sunday |  |  |  | 0 | 0.55 | 0.55
7 | 8 | 20 | 4533 | Sunday |  |  |  | 0 | 0.35 | 0.35
7 | 8 | 21 | 4534 | Sunday |  |  |  | 0 | 0.2 | 0.2
7 | 8 | 22 | 4535 | Sunday |  |  |  | 0 | 0.2 | 0.2
7 | 8 | 23 | 4536 | Sunday |  |  |  | 0 | 0.2 | 0.2
7 | 9 | 0 | 4537 | Yes |  |  |  | 0 | 0.2 | 0.2
7 | 9 | 1 | 4538 | Yes |  |  |  | 0 | 0.2 | 0.2
7 | 9 | 2 | 4539 | Yes |  |  |  | 0 | 0.2 | 0.2
7 | 9 | 3 | 4540 | Yes |  |  |  | 0 | 0.2 | 0.2
7 | 9 | 4 | 4541 | Yes |  |  |  | 0 | 0.3 | 0.3
7 | 9 | 5 | 4542 | Yes |  |  |  | 0 | 0.45 | 0.45
7 | 9 | 6 | 4543 | Yes |  |  |  | 0 | 0.58 | 0.58
7 | 9 | 7 | 4544 | Yes |  |  |  | 0 | 0.7 | 0.7
7 | 9 | 8 | 4545 | Yes |  |  |  | 0 | 0.85 | 0.85
7 | 9 | 9 | 4546 | Yes |  |  |  | 0 | 1.03 | 1.03
7 | 9 | 10 | 4547 | Yes |  |  |  | 0 | 0.99 | 0.99
7 | 9 | 11 | 4548 | Yes |  |  |  | 0 | 0.92 | 0.92
7 | 9 | 12 | 4549 | Yes |  |  |  | 0 | 0.95 | 0.95
7 | 9 | 13 | 4550 | Yes |  |  |  | 0 | 1 | 1
7 | 9 | 14 | 4551 | Yes |  |  |  | 0 | 1.02 | 1.02
7 | 9 | 15 | 4552 | Yes |  |  |  | 0 | 1.03 | 1.03
7 | 9 | 16 | 4553 | Yes |  |  |  | 0 | 1.05 | 1.05
7 | 9 | 17 | 4554 | Yes |  |  |  | 0 | 0.85 | 0.85
7 | 9 | 18 | 4555 | Yes |  |  |  | 0 | 0.7 | 0.7
7 | 9 | 19 | 4556 | Yes |  |  |  | 0 | 0.55 | 0.55
7 | 9 | 20 | 4557 | Yes |  |  |  | 0 | 0.35 | 0.35
7 | 9 | 21 | 4558 | Yes |  |  |  | 0 | 0.2 | 0.2
7 | 9 | 22 | 4559 | Yes |  |  |  | 0 | 0.2 | 0.2
7 | 9 | 23 | 4560 | Yes |  |  |  | 0 | 0.2 | 0.2
7 | 10 | 0 | 4561 | Yes |  |  |  | 0 | 0.2 | 0.2
7 | 10 | 1 | 4562 | Yes |  |  |  | 0 | 0.2 | 0.2
7 | 10 | 2 | 4563 | Yes |  |  |  | 0 | 0.2 | 0.2
7 | 10 | 3 | 4564 | Yes |  |  |  | 0 | 0.2 | 0.2
7 | 10 | 4 | 4565 | Yes |  |  |  | 0 | 0.3 | 0.3
7 | 10 | 5 | 4566 | Yes |  |  |  | 0 | 0.45 | 0.45
7 | 10 | 6 | 4567 | Yes |  |  |  | 0 | 0.58 | 0.58
7 | 10 | 7 | 4568 | Yes |  |  |  | 0 | 0.7 | 0.7
7 | 10 | 8 | 4569 | Yes |  |  |  | 0 | 0.85 | 0.85
7 | 10 | 9 | 4570 | Yes |  |  |  | 0 | 1.03 | 1.03
7 | 10 | 10 | 4571 | Yes |  |  |  | 0 | 0.99 | 0.99
7 | 10 | 11 | 4572 | Yes |  |  |  | 0 | 0.92 | 0.92
7 | 10 | 12 | 4573 | Yes |  |  |  | 0 | 0.95 | 0.95
7 | 10 | 13 | 4574 | Yes |  |  |  | 0 | 1 | 1
7 | 10 | 14 | 4575 | Yes |  |  |  | 0 | 1.02 | 1.02
7 | 10 | 15 | 4576 | Yes |  |  |  | 0 | 1.03 | 1.03
7 | 10 | 16 | 4577 | Yes |  |  |  | 0 | 1.05 | 1.05
7 | 10 | 17 | 4578 | Yes |  |  |  | 0 | 0.85 | 0.85
7 | 10 | 18 | 4579 | Yes |  |  |  | 0 | 0.7 | 0.7
7 | 10 | 19 | 4580 | Yes |  |  |  | 0 | 0.55 | 0.55
7 | 10 | 20 | 4581 | Yes |  |  |  | 0 | 0.35 | 0.35
7 | 10 | 21 | 4582 | Yes |  |  |  | 0 | 0.2 | 0.2
7 | 10 | 22 | 4583 | Yes |  |  |  | 0 | 0.2 | 0.2
7 | 10 | 23 | 4584 | Yes |  |  |  | 0 | 0.2 | 0.2
7 | 11 | 0 | 4585 | Yes |  |  |  | 0 | 0.2 | 0.2
7 | 11 | 1 | 4586 | Yes |  |  |  | 0 | 0.2 | 0.2
7 | 11 | 2 | 4587 | Yes |  |  |  | 0 | 0.2 | 0.2
7 | 11 | 3 | 4588 | Yes |  |  |  | 0 | 0.2 | 0.2
7 | 11 | 4 | 4589 | Yes |  |  |  | 0 | 0.3 | 0.3
7 | 11 | 5 | 4590 | Yes |  |  |  | 0 | 0.45 | 0.45
7 | 11 | 6 | 4591 | Yes |  |  |  | 0 | 0.58 | 0.58
7 | 11 | 7 | 4592 | Yes |  |  |  | 0 | 0.7 | 0.7
7 | 11 | 8 | 4593 | Yes |  |  |  | 0 | 0.85 | 0.85
7 | 11 | 9 | 4594 | Yes |  |  |  | 0 | 1.03 | 1.03
7 | 11 | 10 | 4595 | Yes |  |  |  | 0 | 0.99 | 0.99
7 | 11 | 11 | 4596 | Yes |  |  |  | 0 | 0.92 | 0.92
7 | 11 | 12 | 4597 | Yes |  |  |  | 0 | 0.95 | 0.95
7 | 11 | 13 | 4598 | Yes |  |  |  | 0 | 1 | 1
7 | 11 | 14 | 4599 | Yes |  |  |  | 0 | 1.02 | 1.02
7 | 11 | 15 | 4600 | Yes |  |  |  | 0 | 1.03 | 1.03
7 | 11 | 16 | 4601 | Yes |  |  |  | 0 | 1.05 | 1.05
7 | 11 | 17 | 4602 | Yes |  |  |  | 0 | 0.85 | 0.85
7 | 11 | 18 | 4603 | Yes |  |  |  | 0 | 0.7 | 0.7
7 | 11 | 19 | 4604 | Yes |  |  |  | 0 | 0.55 | 0.55
7 | 11 | 20 | 4605 | Yes |  |  |  | 0 | 0.35 | 0.35
7 | 11 | 21 | 4606 | Yes |  |  |  | 0 | 0.2 | 0.2
7 | 11 | 22 | 4607 | Yes |  |  |  | 0 | 0.2 | 0.2
7 | 11 | 23 | 4608 | Yes |  |  |  | 0 | 0.2 | 0.2
7 | 12 | 0 | 4609 | Yes |  |  |  | 0 | 0.2 | 0.2
7 | 12 | 1 | 4610 | Yes |  |  |  | 0 | 0.2 | 0.2
7 | 12 | 2 | 4611 | Yes |  |  |  | 0 | 0.2 | 0.2
7 | 12 | 3 | 4612 | Yes |  |  |  | 0 | 0.2 | 0.2
7 | 12 | 4 | 4613 | Yes |  |  |  | 0 | 0.3 | 0.3
7 | 12 | 5 | 4614 | Yes |  |  |  | 0 | 0.45 | 0.45
7 | 12 | 6 | 4615 | Yes |  |  |  | 0 | 0.58 | 0.58
7 | 12 | 7 | 4616 | Yes |  |  |  | 0 | 0.7 | 0.7
7 | 12 | 8 | 4617 | Yes |  |  |  | 0 | 0.85 | 0.85
7 | 12 | 9 | 4618 | Yes |  |  |  | 0 | 1.03 | 1.03
7 | 12 | 10 | 4619 | Yes |  |  |  | 0 | 0.99 | 0.99
7 | 12 | 11 | 4620 | Yes |  |  |  | 0 | 0.92 | 0.92
7 | 12 | 12 | 4621 | Yes |  |  |  | 0 | 0.95 | 0.95
7 | 12 | 13 | 4622 | Yes |  |  |  | 0 | 1 | 1
7 | 12 | 14 | 4623 | Yes |  |  |  | 0 | 1.02 | 1.02
7 | 12 | 15 | 4624 | Yes |  |  |  | 0 | 1.03 | 1.03
7 | 12 | 16 | 4625 | Yes |  |  |  | 0 | 1.05 | 1.05
7 | 12 | 17 | 4626 | Yes |  |  |  | 0 | 0.85 | 0.85
7 | 12 | 18 | 4627 | Yes |  |  |  | 0 | 0.7 | 0.7
7 | 12 | 19 | 4628 | Yes |  |  |  | 0 | 0.55 | 0.55
7 | 12 | 20 | 4629 | Yes |  |  |  | 0 | 0.35 | 0.35
7 | 12 | 21 | 4630 | Yes |  |  |  | 0 | 0.2 | 0.2
7 | 12 | 22 | 4631 | Yes |  |  |  | 0 | 0.2 | 0.2
7 | 12 | 23 | 4632 | Yes |  |  |  | 0 | 0.2 | 0.2
7 | 13 | 0 | 4633 | Yes |  |  |  | 0 | 0.2 | 0.2
7 | 13 | 1 | 4634 | Yes |  |  |  | 0 | 0.2 | 0.2
7 | 13 | 2 | 4635 | Yes |  |  |  | 0 | 0.2 | 0.2
7 | 13 | 3 | 4636 | Yes |  |  |  | 0 | 0.2 | 0.2
7 | 13 | 4 | 4637 | Yes |  |  |  | 0 | 0.3 | 0.3
7 | 13 | 5 | 4638 | Yes |  |  |  | 0 | 0.45 | 0.45
7 | 13 | 6 | 4639 | Yes |  |  |  | 0 | 0.58 | 0.58
7 | 13 | 7 | 4640 | Yes |  |  |  | 0 | 0.7 | 0.7
7 | 13 | 8 | 4641 | Yes |  |  |  | 0 | 0.85 | 0.85
7 | 13 | 9 | 4642 | Yes |  |  |  | 0 | 1.03 | 1.03
7 | 13 | 10 | 4643 | Yes |  |  |  | 0 | 0.99 | 0.99
7 | 13 | 11 | 4644 | Yes |  |  |  | 0 | 0.92 | 0.92
7 | 13 | 12 | 4645 | Yes |  |  |  | 0 | 0.95 | 0.95
7 | 13 | 13 | 4646 | Yes |  |  |  | 0 | 1 | 1
7 | 13 | 14 | 4647 | Yes |  |  |  | 0 | 1.02 | 1.02
7 | 13 | 15 | 4648 | Yes |  |  |  | 0 | 1.03 | 1.03
7 | 13 | 16 | 4649 | Yes |  |  |  | 0 | 1.05 | 1.05
7 | 13 | 17 | 4650 | Yes |  |  |  | 0 | 0.85 | 0.85
7 | 13 | 18 | 4651 | Yes |  |  |  | 0 | 0.7 | 0.7
7 | 13 | 19 | 4652 | Yes |  |  |  | 0 | 0.55 | 0.55
7 | 13 | 20 | 4653 | Yes |  |  |  | 0 | 0.35 | 0.35
7 | 13 | 21 | 4654 | Yes |  |  |  | 0 | 0.2 | 0.2
7 | 13 | 22 | 4655 | Yes |  |  |  | 0 | 0.2 | 0.2
7 | 13 | 23 | 4656 | Yes |  |  |  | 0 | 0.2 | 0.2
7 | 14 | 0 | 4657 | Saturday |  |  |  | 0 | 0.2 | 0.2
7 | 14 | 1 | 4658 | Saturday |  |  |  | 0 | 0.2 | 0.2
7 | 14 | 2 | 4659 | Saturday |  |  |  | 0 | 0.2 | 0.2
7 | 14 | 3 | 4660 | Saturday |  |  |  | 0 | 0.2 | 0.2
7 | 14 | 4 | 4661 | Saturday |  |  |  | 0 | 0.3 | 0.3
7 | 14 | 5 | 4662 | Saturday |  |  |  | 0 | 0.45 | 0.45
7 | 14 | 6 | 4663 | Saturday |  |  |  | 0 | 0.58 | 0.58
7 | 14 | 7 | 4664 | Saturday |  |  |  | 0 | 0.7 | 0.7
7 | 14 | 8 | 4665 | Saturday |  |  |  | 0 | 0.85 | 0.85
7 | 14 | 9 | 4666 | Saturday |  |  |  | 0 | 1.03 | 1.03
7 | 14 | 10 | 4667 | Saturday |  |  |  | 0 | 0.99 | 0.99
7 | 14 | 11 | 4668 | Saturday |  |  |  | 0 | 0.92 | 0.92
7 | 14 | 12 | 4669 | Saturday |  |  |  | 0 | 0.95 | 0.95
7 | 14 | 13 | 4670 | Saturday |  |  |  | 0 | 1 | 1
7 | 14 | 14 | 4671 | Saturday |  |  |  | 0 | 1.02 | 1.02
7 | 14 | 15 | 4672 | Saturday |  |  |  | 0 | 1.03 | 1.03
7 | 14 | 16 | 4673 | Saturday |  |  |  | 0 | 1.05 | 1.05
7 | 14 | 17 | 4674 | Saturday |  |  |  | 0 | 0.85 | 0.85
7 | 14 | 18 | 4675 | Saturday |  |  |  | 0 | 0.7 | 0.7
7 | 14 | 19 | 4676 | Saturday |  |  |  | 0 | 0.55 | 0.55
7 | 14 | 20 | 4677 | Saturday |  |  |  | 0 | 0.35 | 0.35
7 | 14 | 21 | 4678 | Saturday |  |  |  | 0 | 0.2 | 0.2
7 | 14 | 22 | 4679 | Saturday |  |  |  | 0 | 0.2 | 0.2
7 | 14 | 23 | 4680 | Saturday |  |  |  | 0 | 0.2 | 0.2
7 | 15 | 0 | 4681 | Sunday |  |  |  | 0 | 0.2 | 0.2
7 | 15 | 1 | 4682 | Sunday |  |  |  | 0 | 0.2 | 0.2
7 | 15 | 2 | 4683 | Sunday |  |  |  | 0 | 0.2 | 0.2
7 | 15 | 3 | 4684 | Sunday |  |  |  | 0 | 0.2 | 0.2
7 | 15 | 4 | 4685 | Sunday |  |  |  | 0 | 0.3 | 0.3
7 | 15 | 5 | 4686 | Sunday |  |  |  | 0 | 0.45 | 0.45
7 | 15 | 6 | 4687 | Sunday |  |  |  | 0 | 0.58 | 0.58
7 | 15 | 7 | 4688 | Sunday |  |  |  | 0 | 0.7 | 0.7
7 | 15 | 8 | 4689 | Sunday |  |  |  | 0 | 0.85 | 0.85
7 | 15 | 9 | 4690 | Sunday |  |  |  | 0 | 1.03 | 1.03
7 | 15 | 10 | 4691 | Sunday |  |  |  | 0 | 0.99 | 0.99
7 | 15 | 11 | 4692 | Sunday |  |  |  | 0 | 0.92 | 0.92
7 | 15 | 12 | 4693 | Sunday |  |  |  | 0 | 0.95 | 0.95
7 | 15 | 13 | 4694 | Sunday |  |  |  | 0 | 1 | 1
7 | 15 | 14 | 4695 | Sunday |  |  |  | 0 | 1.02 | 1.02
7 | 15 | 15 | 4696 | Sunday |  |  |  | 0 | 1.03 | 1.03
7 | 15 | 16 | 4697 | Sunday |  |  |  | 0 | 1.05 | 1.05
7 | 15 | 17 | 4698 | Sunday |  |  |  | 0 | 0.85 | 0.85
7 | 15 | 18 | 4699 | Sunday |  |  |  | 0 | 0.7 | 0.7
7 | 15 | 19 | 4700 | Sunday |  |  |  | 0 | 0.55 | 0.55
7 | 15 | 20 | 4701 | Sunday |  |  |  | 0 | 0.35 | 0.35
7 | 15 | 21 | 4702 | Sunday |  |  |  | 0 | 0.2 | 0.2
7 | 15 | 22 | 4703 | Sunday |  |  |  | 0 | 0.2 | 0.2
7 | 15 | 23 | 4704 | Sunday |  |  |  | 0 | 0.2 | 0.2
7 | 16 | 0 | 4705 | Yes |  |  |  | 0 | 0.2 | 0.2
7 | 16 | 1 | 4706 | Yes |  |  |  | 0 | 0.2 | 0.2
7 | 16 | 2 | 4707 | Yes |  |  |  | 0 | 0.2 | 0.2
7 | 16 | 3 | 4708 | Yes |  |  |  | 0 | 0.2 | 0.2
7 | 16 | 4 | 4709 | Yes |  |  |  | 0 | 0.3 | 0.3
7 | 16 | 5 | 4710 | Yes |  |  |  | 0 | 0.45 | 0.45
7 | 16 | 6 | 4711 | Yes |  |  |  | 0 | 0.58 | 0.58
7 | 16 | 7 | 4712 | Yes |  |  |  | 0 | 0.7 | 0.7
7 | 16 | 8 | 4713 | Yes |  |  |  | 0 | 0.85 | 0.85
7 | 16 | 9 | 4714 | Yes |  |  |  | 0 | 1.03 | 1.03
7 | 16 | 10 | 4715 | Yes |  |  |  | 0 | 0.99 | 0.99
7 | 16 | 11 | 4716 | Yes |  |  |  | 0 | 0.92 | 0.92
7 | 16 | 12 | 4717 | Yes |  |  |  | 0 | 0.95 | 0.95
7 | 16 | 13 | 4718 | Yes |  |  |  | 0 | 1 | 1
7 | 16 | 14 | 4719 | Yes |  |  |  | 0 | 1.02 | 1.02
7 | 16 | 15 | 4720 | Yes |  |  |  | 0 | 1.03 | 1.03
7 | 16 | 16 | 4721 | Yes |  |  |  | 0 | 1.05 | 1.05
7 | 16 | 17 | 4722 | Yes |  |  |  | 0 | 0.85 | 0.85
7 | 16 | 18 | 4723 | Yes |  |  |  | 0 | 0.7 | 0.7
7 | 16 | 19 | 4724 | Yes |  |  |  | 0 | 0.55 | 0.55
7 | 16 | 20 | 4725 | Yes |  |  |  | 0 | 0.35 | 0.35
7 | 16 | 21 | 4726 | Yes |  |  |  | 0 | 0.2 | 0.2
7 | 16 | 22 | 4727 | Yes |  |  |  | 0 | 0.2 | 0.2
7 | 16 | 23 | 4728 | Yes |  |  |  | 0 | 0.2 | 0.2
7 | 17 | 0 | 4729 | Yes |  |  |  | 0 | 0.2 | 0.2
7 | 17 | 1 | 4730 | Yes |  |  |  | 0 | 0.2 | 0.2
7 | 17 | 2 | 4731 | Yes |  |  |  | 0 | 0.2 | 0.2
7 | 17 | 3 | 4732 | Yes |  |  |  | 0 | 0.2 | 0.2
7 | 17 | 4 | 4733 | Yes |  |  |  | 0 | 0.3 | 0.3
7 | 17 | 5 | 4734 | Yes |  |  |  | 0 | 0.45 | 0.45
7 | 17 | 6 | 4735 | Yes |  |  |  | 0 | 0.58 | 0.58
7 | 17 | 7 | 4736 | Yes |  |  |  | 0 | 0.7 | 0.7
7 | 17 | 8 | 4737 | Yes |  |  |  | 0 | 0.85 | 0.85
7 | 17 | 9 | 4738 | Yes |  |  |  | 0 | 1.03 | 1.03
7 | 17 | 10 | 4739 | Yes |  |  |  | 0 | 0.99 | 0.99
7 | 17 | 11 | 4740 | Yes |  |  |  | 0 | 0.92 | 0.92
7 | 17 | 12 | 4741 | Yes |  |  |  | 0 | 0.95 | 0.95
7 | 17 | 13 | 4742 | Yes |  |  |  | 0 | 1 | 1
7 | 17 | 14 | 4743 | Yes |  |  |  | 0 | 1.02 | 1.02
7 | 17 | 15 | 4744 | Yes |  |  |  | 0 | 1.03 | 1.03
7 | 17 | 16 | 4745 | Yes |  |  |  | 0 | 1.05 | 1.05
7 | 17 | 17 | 4746 | Yes |  |  |  | 0 | 0.85 | 0.85
7 | 17 | 18 | 4747 | Yes |  |  |  | 0 | 0.7 | 0.7
7 | 17 | 19 | 4748 | Yes |  |  |  | 0 | 0.55 | 0.55
7 | 17 | 20 | 4749 | Yes |  |  |  | 0 | 0.35 | 0.35
7 | 17 | 21 | 4750 | Yes |  |  |  | 0 | 0.2 | 0.2
7 | 17 | 22 | 4751 | Yes |  |  |  | 0 | 0.2 | 0.2
7 | 17 | 23 | 4752 | Yes |  |  |  | 0 | 0.2 | 0.2
7 | 18 | 0 | 4753 | Yes |  |  |  | 0 | 0.2 | 0.2
7 | 18 | 1 | 4754 | Yes |  |  |  | 0 | 0.2 | 0.2
7 | 18 | 2 | 4755 | Yes |  |  |  | 0 | 0.2 | 0.2
7 | 18 | 3 | 4756 | Yes |  |  |  | 0 | 0.2 | 0.2
7 | 18 | 4 | 4757 | Yes |  |  |  | 0 | 0.3 | 0.3
7 | 18 | 5 | 4758 | Yes |  |  |  | 0 | 0.45 | 0.45
7 | 18 | 6 | 4759 | Yes |  |  |  | 0 | 0.58 | 0.58
7 | 18 | 7 | 4760 | Yes |  |  |  | 0 | 0.7 | 0.7
7 | 18 | 8 | 4761 | Yes |  |  |  | 0 | 0.85 | 0.85
7 | 18 | 9 | 4762 | Yes |  |  |  | 0 | 1.03 | 1.03
7 | 18 | 10 | 4763 | Yes |  |  |  | 0 | 0.99 | 0.99
7 | 18 | 11 | 4764 | Yes |  |  |  | 0 | 0.92 | 0.92
7 | 18 | 12 | 4765 | Yes |  |  |  | 0 | 0.95 | 0.95
7 | 18 | 13 | 4766 | Yes |  |  |  | 0 | 1 | 1
7 | 18 | 14 | 4767 | Yes |  |  |  | 0 | 1.02 | 1.02
7 | 18 | 15 | 4768 | Yes |  |  |  | 0 | 1.03 | 1.03
7 | 18 | 16 | 4769 | Yes |  |  |  | 0 | 1.05 | 1.05
7 | 18 | 17 | 4770 | Yes |  |  |  | 0 | 0.85 | 0.85
7 | 18 | 18 | 4771 | Yes |  |  |  | 0 | 0.7 | 0.7
7 | 18 | 19 | 4772 | Yes |  |  |  | 0 | 0.55 | 0.55
7 | 18 | 20 | 4773 | Yes |  |  |  | 0 | 0.35 | 0.35
7 | 18 | 21 | 4774 | Yes |  |  |  | 0 | 0.2 | 0.2
7 | 18 | 22 | 4775 | Yes |  |  |  | 0 | 0.2 | 0.2
7 | 18 | 23 | 4776 | Yes |  |  |  | 0 | 0.2 | 0.2
7 | 19 | 0 | 4777 | Yes |  |  |  | 0 | 0.2 | 0.2
7 | 19 | 1 | 4778 | Yes |  |  |  | 0 | 0.2 | 0.2
7 | 19 | 2 | 4779 | Yes |  |  |  | 0 | 0.2 | 0.2
7 | 19 | 3 | 4780 | Yes |  |  |  | 0 | 0.2 | 0.2
7 | 19 | 4 | 4781 | Yes |  |  |  | 0 | 0.3 | 0.3
7 | 19 | 5 | 4782 | Yes |  |  |  | 0 | 0.45 | 0.45
7 | 19 | 6 | 4783 | Yes |  |  |  | 0 | 0.58 | 0.58
7 | 19 | 7 | 4784 | Yes |  |  |  | 0 | 0.7 | 0.7
7 | 19 | 8 | 4785 | Yes |  |  |  | 0 | 0.85 | 0.85
7 | 19 | 9 | 4786 | Yes |  |  |  | 0 | 1.03 | 1.03
7 | 19 | 10 | 4787 | Yes |  |  |  | 0 | 0.99 | 0.99
7 | 19 | 11 | 4788 | Yes |  |  |  | 0 | 0.92 | 0.92
7 | 19 | 12 | 4789 | Yes |  |  |  | 0 | 0.95 | 0.95
7 | 19 | 13 | 4790 | Yes |  |  |  | 0 | 1 | 1
7 | 19 | 14 | 4791 | Yes |  |  |  | 0 | 1.02 | 1.02
7 | 19 | 15 | 4792 | Yes |  |  |  | 0 | 1.03 | 1.03
7 | 19 | 16 | 4793 | Yes |  |  |  | 0 | 1.05 | 1.05
7 | 19 | 17 | 4794 | Yes |  |  |  | 0 | 0.85 | 0.85
7 | 19 | 18 | 4795 | Yes |  |  |  | 0 | 0.7 | 0.7
7 | 19 | 19 | 4796 | Yes |  |  |  | 0 | 0.55 | 0.55
7 | 19 | 20 | 4797 | Yes |  |  |  | 0 | 0.35 | 0.35
7 | 19 | 21 | 4798 | Yes |  |  |  | 0 | 0.2 | 0.2
7 | 19 | 22 | 4799 | Yes |  |  |  | 0 | 0.2 | 0.2
7 | 19 | 23 | 4800 | Yes |  |  |  | 0 | 0.2 | 0.2
7 | 20 | 0 | 4801 | Yes |  |  |  | 0 | 0.2 | 0.2
7 | 20 | 1 | 4802 | Yes |  |  |  | 0 | 0.2 | 0.2
7 | 20 | 2 | 4803 | Yes |  |  |  | 0 | 0.2 | 0.2
7 | 20 | 3 | 4804 | Yes |  |  |  | 0 | 0.2 | 0.2
7 | 20 | 4 | 4805 | Yes |  |  |  | 0 | 0.3 | 0.3
7 | 20 | 5 | 4806 | Yes |  |  |  | 0 | 0.45 | 0.45
7 | 20 | 6 | 4807 | Yes |  |  |  | 0 | 0.58 | 0.58
7 | 20 | 7 | 4808 | Yes |  |  |  | 0 | 0.7 | 0.7
7 | 20 | 8 | 4809 | Yes |  |  |  | 0 | 0.85 | 0.85
7 | 20 | 9 | 4810 | Yes |  |  |  | 0 | 1.03 | 1.03
7 | 20 | 10 | 4811 | Yes |  |  |  | 0 | 0.99 | 0.99
7 | 20 | 11 | 4812 | Yes |  |  |  | 0 | 0.92 | 0.92
7 | 20 | 12 | 4813 | Yes |  |  |  | 0 | 0.95 | 0.95
7 | 20 | 13 | 4814 | Yes |  |  |  | 0 | 1 | 1
7 | 20 | 14 | 4815 | Yes |  |  |  | 0 | 1.02 | 1.02
7 | 20 | 15 | 4816 | Yes |  |  |  | 0 | 1.03 | 1.03
7 | 20 | 16 | 4817 | Yes |  |  |  | 0 | 1.05 | 1.05
7 | 20 | 17 | 4818 | Yes |  |  |  | 0 | 0.85 | 0.85
7 | 20 | 18 | 4819 | Yes |  |  |  | 0 | 0.7 | 0.7
7 | 20 | 19 | 4820 | Yes |  |  |  | 0 | 0.55 | 0.55
7 | 20 | 20 | 4821 | Yes |  |  |  | 0 | 0.35 | 0.35
7 | 20 | 21 | 4822 | Yes |  |  |  | 0 | 0.2 | 0.2
7 | 20 | 22 | 4823 | Yes |  |  |  | 0 | 0.2 | 0.2
7 | 20 | 23 | 4824 | Yes |  |  |  | 0 | 0.2 | 0.2
7 | 21 | 0 | 4825 | Saturday |  |  |  | 0 | 0.2 | 0.2
7 | 21 | 1 | 4826 | Saturday |  |  |  | 0 | 0.2 | 0.2
7 | 21 | 2 | 4827 | Saturday |  |  |  | 0 | 0.2 | 0.2
7 | 21 | 3 | 4828 | Saturday |  |  |  | 0 | 0.2 | 0.2
7 | 21 | 4 | 4829 | Saturday |  |  |  | 0 | 0.3 | 0.3
7 | 21 | 5 | 4830 | Saturday |  |  |  | 0 | 0.45 | 0.45
7 | 21 | 6 | 4831 | Saturday |  |  |  | 0 | 0.58 | 0.58
7 | 21 | 7 | 4832 | Saturday |  |  |  | 0 | 0.7 | 0.7
7 | 21 | 8 | 4833 | Saturday |  |  |  | 0 | 0.85 | 0.85
7 | 21 | 9 | 4834 | Saturday |  |  |  | 0 | 1.03 | 1.03
7 | 21 | 10 | 4835 | Saturday |  |  |  | 0 | 0.99 | 0.99
7 | 21 | 11 | 4836 | Saturday |  |  |  | 0 | 0.92 | 0.92
7 | 21 | 12 | 4837 | Saturday |  |  |  | 0 | 0.95 | 0.95
7 | 21 | 13 | 4838 | Saturday |  |  |  | 0 | 1 | 1
7 | 21 | 14 | 4839 | Saturday |  |  |  | 0 | 1.02 | 1.02
7 | 21 | 15 | 4840 | Saturday |  |  |  | 0 | 1.03 | 1.03
7 | 21 | 16 | 4841 | Saturday |  |  |  | 0 | 1.05 | 1.05
7 | 21 | 17 | 4842 | Saturday |  |  |  | 0 | 0.85 | 0.85
7 | 21 | 18 | 4843 | Saturday |  |  |  | 0 | 0.7 | 0.7
7 | 21 | 19 | 4844 | Saturday |  |  |  | 0 | 0.55 | 0.55
7 | 21 | 20 | 4845 | Saturday |  |  |  | 0 | 0.35 | 0.35
7 | 21 | 21 | 4846 | Saturday |  |  |  | 0 | 0.2 | 0.2
7 | 21 | 22 | 4847 | Saturday |  |  |  | 0 | 0.2 | 0.2
7 | 21 | 23 | 4848 | Saturday |  |  |  | 0 | 0.2 | 0.2
7 | 22 | 0 | 4849 | Sunday |  |  |  | 0 | 0.2 | 0.2
7 | 22 | 1 | 4850 | Sunday |  |  |  | 0 | 0.2 | 0.2
7 | 22 | 2 | 4851 | Sunday |  |  |  | 0 | 0.2 | 0.2
7 | 22 | 3 | 4852 | Sunday |  |  |  | 0 | 0.2 | 0.2
7 | 22 | 4 | 4853 | Sunday |  |  |  | 0 | 0.3 | 0.3
7 | 22 | 5 | 4854 | Sunday |  |  |  | 0 | 0.45 | 0.45
7 | 22 | 6 | 4855 | Sunday |  |  |  | 0 | 0.58 | 0.58
7 | 22 | 7 | 4856 | Sunday |  |  |  | 0 | 0.7 | 0.7
7 | 22 | 8 | 4857 | Sunday |  |  |  | 0 | 0.85 | 0.85
7 | 22 | 9 | 4858 | Sunday |  |  |  | 0 | 1.03 | 1.03
7 | 22 | 10 | 4859 | Sunday |  |  |  | 0 | 0.99 | 0.99
7 | 22 | 11 | 4860 | Sunday |  |  |  | 0 | 0.92 | 0.92
7 | 22 | 12 | 4861 | Sunday |  |  |  | 0 | 0.95 | 0.95
7 | 22 | 13 | 4862 | Sunday |  |  |  | 0 | 1 | 1
7 | 22 | 14 | 4863 | Sunday |  |  |  | 0 | 1.02 | 1.02
7 | 22 | 15 | 4864 | Sunday |  |  |  | 0 | 1.03 | 1.03
7 | 22 | 16 | 4865 | Sunday |  |  |  | 0 | 1.05 | 1.05
7 | 22 | 17 | 4866 | Sunday |  |  |  | 0 | 0.85 | 0.85
7 | 22 | 18 | 4867 | Sunday |  |  |  | 0 | 0.7 | 0.7
7 | 22 | 19 | 4868 | Sunday |  |  |  | 0 | 0.55 | 0.55
7 | 22 | 20 | 4869 | Sunday |  |  |  | 0 | 0.35 | 0.35
7 | 22 | 21 | 4870 | Sunday |  |  |  | 0 | 0.2 | 0.2
7 | 22 | 22 | 4871 | Sunday |  |  |  | 0 | 0.2 | 0.2
7 | 22 | 23 | 4872 | Sunday |  |  |  | 0 | 0.2 | 0.2
7 | 23 | 0 | 4873 | Yes |  |  |  | 0 | 0.2 | 0.2
7 | 23 | 1 | 4874 | Yes |  |  |  | 0 | 0.2 | 0.2
7 | 23 | 2 | 4875 | Yes |  |  |  | 0 | 0.2 | 0.2
7 | 23 | 3 | 4876 | Yes |  |  |  | 0 | 0.2 | 0.2
7 | 23 | 4 | 4877 | Yes |  |  |  | 0 | 0.3 | 0.3
7 | 23 | 5 | 4878 | Yes |  |  |  | 0 | 0.45 | 0.45
7 | 23 | 6 | 4879 | Yes |  |  |  | 0 | 0.58 | 0.58
7 | 23 | 7 | 4880 | Yes |  |  |  | 0 | 0.7 | 0.7
7 | 23 | 8 | 4881 | Yes |  |  |  | 0 | 0.85 | 0.85
7 | 23 | 9 | 4882 | Yes |  |  |  | 0 | 1.03 | 1.03
7 | 23 | 10 | 4883 | Yes |  |  |  | 0 | 0.99 | 0.99
7 | 23 | 11 | 4884 | Yes |  |  |  | 0 | 0.92 | 0.92
7 | 23 | 12 | 4885 | Yes |  |  |  | 0 | 0.95 | 0.95
7 | 23 | 13 | 4886 | Yes |  |  |  | 0 | 1 | 1
7 | 23 | 14 | 4887 | Yes |  |  |  | 0 | 1.02 | 1.02
7 | 23 | 15 | 4888 | Yes |  |  |  | 0 | 1.03 | 1.03
7 | 23 | 16 | 4889 | Yes |  |  |  | 0 | 1.05 | 1.05
7 | 23 | 17 | 4890 | Yes |  |  |  | 0 | 0.85 | 0.85
7 | 23 | 18 | 4891 | Yes |  |  |  | 0 | 0.7 | 0.7
7 | 23 | 19 | 4892 | Yes |  |  |  | 0 | 0.55 | 0.55
7 | 23 | 20 | 4893 | Yes |  |  |  | 0 | 0.35 | 0.35
7 | 23 | 21 | 4894 | Yes |  |  |  | 0 | 0.2 | 0.2
7 | 23 | 22 | 4895 | Yes |  |  |  | 0 | 0.2 | 0.2
7 | 23 | 23 | 4896 | Yes |  |  |  | 0 | 0.2 | 0.2
7 | 24 | 0 | 4897 | Yes |  |  |  | 0 | 0.2 | 0.2
7 | 24 | 1 | 4898 | Yes |  |  |  | 0 | 0.2 | 0.2
7 | 24 | 2 | 4899 | Yes |  |  |  | 0 | 0.2 | 0.2
7 | 24 | 3 | 4900 | Yes |  |  |  | 0 | 0.2 | 0.2
7 | 24 | 4 | 4901 | Yes |  |  |  | 0 | 0.3 | 0.3
7 | 24 | 5 | 4902 | Yes |  |  |  | 0 | 0.45 | 0.45
7 | 24 | 6 | 4903 | Yes |  |  |  | 0 | 0.58 | 0.58
7 | 24 | 7 | 4904 | Yes |  |  |  | 0 | 0.7 | 0.7
7 | 24 | 8 | 4905 | Yes |  |  |  | 0 | 0.85 | 0.85
7 | 24 | 9 | 4906 | Yes |  |  |  | 0 | 1.03 | 1.03
7 | 24 | 10 | 4907 | Yes |  |  |  | 0 | 0.99 | 0.99
7 | 24 | 11 | 4908 | Yes |  |  |  | 0 | 0.92 | 0.92
7 | 24 | 12 | 4909 | Yes |  |  |  | 0 | 0.95 | 0.95
7 | 24 | 13 | 4910 | Yes |  |  |  | 0 | 1 | 1
7 | 24 | 14 | 4911 | Yes |  |  |  | 0 | 1.02 | 1.02
7 | 24 | 15 | 4912 | Yes |  |  |  | 0 | 1.03 | 1.03
7 | 24 | 16 | 4913 | Yes |  |  |  | 0 | 1.05 | 1.05
7 | 24 | 17 | 4914 | Yes |  |  |  | 0 | 0.85 | 0.85
7 | 24 | 18 | 4915 | Yes |  |  |  | 0 | 0.7 | 0.7
7 | 24 | 19 | 4916 | Yes |  |  |  | 0 | 0.55 | 0.55
7 | 24 | 20 | 4917 | Yes |  |  |  | 0 | 0.35 | 0.35
7 | 24 | 21 | 4918 | Yes |  |  |  | 0 | 0.2 | 0.2
7 | 24 | 22 | 4919 | Yes |  |  |  | 0 | 0.2 | 0.2
7 | 24 | 23 | 4920 | Yes |  |  |  | 0 | 0.2 | 0.2
7 | 25 | 0 | 4921 | Yes |  |  |  | 0 | 0.2 | 0.2
7 | 25 | 1 | 4922 | Yes |  |  |  | 0 | 0.2 | 0.2
7 | 25 | 2 | 4923 | Yes |  |  |  | 0 | 0.2 | 0.2
7 | 25 | 3 | 4924 | Yes |  |  |  | 0 | 0.2 | 0.2
7 | 25 | 4 | 4925 | Yes |  |  |  | 0 | 0.3 | 0.3
7 | 25 | 5 | 4926 | Yes |  |  |  | 0 | 0.45 | 0.45
7 | 25 | 6 | 4927 | Yes |  |  |  | 0 | 0.58 | 0.58
7 | 25 | 7 | 4928 | Yes |  |  |  | 0 | 0.7 | 0.7
7 | 25 | 8 | 4929 | Yes |  |  |  | 0 | 0.85 | 0.85
7 | 25 | 9 | 4930 | Yes |  |  |  | 0 | 1.03 | 1.03
7 | 25 | 10 | 4931 | Yes |  |  |  | 0 | 0.99 | 0.99
7 | 25 | 11 | 4932 | Yes |  |  |  | 0 | 0.92 | 0.92
7 | 25 | 12 | 4933 | Yes |  |  |  | 0 | 0.95 | 0.95
7 | 25 | 13 | 4934 | Yes |  |  |  | 0 | 1 | 1
7 | 25 | 14 | 4935 | Yes |  |  |  | 0 | 1.02 | 1.02
7 | 25 | 15 | 4936 | Yes |  |  |  | 0 | 1.03 | 1.03
7 | 25 | 16 | 4937 | Yes |  |  |  | 0 | 1.05 | 1.05
7 | 25 | 17 | 4938 | Yes |  |  |  | 0 | 0.85 | 0.85
7 | 25 | 18 | 4939 | Yes |  |  |  | 0 | 0.7 | 0.7
7 | 25 | 19 | 4940 | Yes |  |  |  | 0 | 0.55 | 0.55
7 | 25 | 20 | 4941 | Yes |  |  |  | 0 | 0.35 | 0.35
7 | 25 | 21 | 4942 | Yes |  |  |  | 0 | 0.2 | 0.2
7 | 25 | 22 | 4943 | Yes |  |  |  | 0 | 0.2 | 0.2
7 | 25 | 23 | 4944 | Yes |  |  |  | 0 | 0.2 | 0.2
7 | 26 | 0 | 4945 | Yes |  |  |  | 0 | 0.2 | 0.2
7 | 26 | 1 | 4946 | Yes |  |  |  | 0 | 0.2 | 0.2
7 | 26 | 2 | 4947 | Yes |  |  |  | 0 | 0.2 | 0.2
7 | 26 | 3 | 4948 | Yes |  |  |  | 0 | 0.2 | 0.2
7 | 26 | 4 | 4949 | Yes |  |  |  | 0 | 0.3 | 0.3
7 | 26 | 5 | 4950 | Yes |  |  |  | 0 | 0.45 | 0.45
7 | 26 | 6 | 4951 | Yes |  |  |  | 0 | 0.58 | 0.58
7 | 26 | 7 | 4952 | Yes |  |  |  | 0 | 0.7 | 0.7
7 | 26 | 8 | 4953 | Yes |  |  |  | 0 | 0.85 | 0.85
7 | 26 | 9 | 4954 | Yes |  |  |  | 0 | 1.03 | 1.03
7 | 26 | 10 | 4955 | Yes |  |  |  | 0 | 0.99 | 0.99
7 | 26 | 11 | 4956 | Yes |  |  |  | 0 | 0.92 | 0.92
7 | 26 | 12 | 4957 | Yes |  |  |  | 0 | 0.95 | 0.95
7 | 26 | 13 | 4958 | Yes |  |  |  | 0 | 1 | 1
7 | 26 | 14 | 4959 | Yes |  |  |  | 0 | 1.02 | 1.02
7 | 26 | 15 | 4960 | Yes |  |  |  | 0 | 1.03 | 1.03
7 | 26 | 16 | 4961 | Yes |  |  |  | 0 | 1.05 | 1.05
7 | 26 | 17 | 4962 | Yes |  |  |  | 0 | 0.85 | 0.85
7 | 26 | 18 | 4963 | Yes |  |  |  | 0 | 0.7 | 0.7
7 | 26 | 19 | 4964 | Yes |  |  |  | 0 | 0.55 | 0.55
7 | 26 | 20 | 4965 | Yes |  |  |  | 0 | 0.35 | 0.35
7 | 26 | 21 | 4966 | Yes |  |  |  | 0 | 0.2 | 0.2
7 | 26 | 22 | 4967 | Yes |  |  |  | 0 | 0.2 | 0.2
7 | 26 | 23 | 4968 | Yes |  |  |  | 0 | 0.2 | 0.2
7 | 27 | 0 | 4969 | Yes |  |  |  | 0 | 0.2 | 0.2
7 | 27 | 1 | 4970 | Yes |  |  |  | 0 | 0.2 | 0.2
7 | 27 | 2 | 4971 | Yes |  |  |  | 0 | 0.2 | 0.2
7 | 27 | 3 | 4972 | Yes |  |  |  | 0 | 0.2 | 0.2
7 | 27 | 4 | 4973 | Yes |  |  |  | 0 | 0.3 | 0.3
7 | 27 | 5 | 4974 | Yes |  |  |  | 0 | 0.45 | 0.45
7 | 27 | 6 | 4975 | Yes |  |  |  | 0 | 0.58 | 0.58
7 | 27 | 7 | 4976 | Yes |  |  |  | 0 | 0.7 | 0.7
7 | 27 | 8 | 4977 | Yes |  |  |  | 0 | 0.85 | 0.85
7 | 27 | 9 | 4978 | Yes |  |  |  | 0 | 1.03 | 1.03
7 | 27 | 10 | 4979 | Yes |  |  |  | 0 | 0.99 | 0.99
7 | 27 | 11 | 4980 | Yes |  |  |  | 0 | 0.92 | 0.92
7 | 27 | 12 | 4981 | Yes |  |  |  | 0 | 0.95 | 0.95
7 | 27 | 13 | 4982 | Yes |  |  |  | 0 | 1 | 1
7 | 27 | 14 | 4983 | Yes |  |  |  | 0 | 1.02 | 1.02
7 | 27 | 15 | 4984 | Yes |  |  |  | 0 | 1.03 | 1.03
7 | 27 | 16 | 4985 | Yes |  |  |  | 0 | 1.05 | 1.05
7 | 27 | 17 | 4986 | Yes |  |  |  | 0 | 0.85 | 0.85
7 | 27 | 18 | 4987 | Yes |  |  |  | 0 | 0.7 | 0.7
7 | 27 | 19 | 4988 | Yes |  |  |  | 0 | 0.55 | 0.55
7 | 27 | 20 | 4989 | Yes |  |  |  | 0 | 0.35 | 0.35
7 | 27 | 21 | 4990 | Yes |  |  |  | 0 | 0.2 | 0.2
7 | 27 | 22 | 4991 | Yes |  |  |  | 0 | 0.2 | 0.2
7 | 27 | 23 | 4992 | Yes |  |  |  | 0 | 0.2 | 0.2
7 | 28 | 0 | 4993 | Saturday |  |  |  | 0 | 0.2 | 0.2
7 | 28 | 1 | 4994 | Saturday |  |  |  | 0 | 0.2 | 0.2
7 | 28 | 2 | 4995 | Saturday |  |  |  | 0 | 0.2 | 0.2
7 | 28 | 3 | 4996 | Saturday |  |  |  | 0 | 0.2 | 0.2
7 | 28 | 4 | 4997 | Saturday |  |  |  | 0 | 0.3 | 0.3
7 | 28 | 5 | 4998 | Saturday |  |  |  | 0 | 0.45 | 0.45
7 | 28 | 6 | 4999 | Saturday |  |  |  | 0 | 0.58 | 0.58
7 | 28 | 7 | 5000 | Saturday |  |  |  | 0 | 0.7 | 0.7
7 | 28 | 8 | 5001 | Saturday |  |  |  | 0 | 0.85 | 0.85
7 | 28 | 9 | 5002 | Saturday |  |  |  | 0 | 1.03 | 1.03
7 | 28 | 10 | 5003 | Saturday |  |  |  | 0 | 0.99 | 0.99
7 | 28 | 11 | 5004 | Saturday |  |  |  | 0 | 0.92 | 0.92
7 | 28 | 12 | 5005 | Saturday |  |  |  | 0 | 0.95 | 0.95
7 | 28 | 13 | 5006 | Saturday |  |  |  | 0 | 1 | 1
7 | 28 | 14 | 5007 | Saturday |  |  |  | 0 | 1.02 | 1.02
7 | 28 | 15 | 5008 | Saturday |  |  |  | 0 | 1.03 | 1.03
7 | 28 | 16 | 5009 | Saturday |  |  |  | 0 | 1.05 | 1.05
7 | 28 | 17 | 5010 | Saturday |  |  |  | 0 | 0.85 | 0.85
7 | 28 | 18 | 5011 | Saturday |  |  |  | 0 | 0.7 | 0.7
7 | 28 | 19 | 5012 | Saturday |  |  |  | 0 | 0.55 | 0.55
7 | 28 | 20 | 5013 | Saturday |  |  |  | 0 | 0.35 | 0.35
7 | 28 | 21 | 5014 | Saturday |  |  |  | 0 | 0.2 | 0.2
7 | 28 | 22 | 5015 | Saturday |  |  |  | 0 | 0.2 | 0.2
7 | 28 | 23 | 5016 | Saturday |  |  |  | 0 | 0.2 | 0.2
7 | 29 | 0 | 5017 | Sunday |  |  |  | 0 | 0.2 | 0.2
7 | 29 | 1 | 5018 | Sunday |  |  |  | 0 | 0.2 | 0.2
7 | 29 | 2 | 5019 | Sunday |  |  |  | 0 | 0.2 | 0.2
7 | 29 | 3 | 5020 | Sunday |  |  |  | 0 | 0.2 | 0.2
7 | 29 | 4 | 5021 | Sunday |  |  |  | 0 | 0.3 | 0.3
7 | 29 | 5 | 5022 | Sunday |  |  |  | 0 | 0.45 | 0.45
7 | 29 | 6 | 5023 | Sunday |  |  |  | 0 | 0.58 | 0.58
7 | 29 | 7 | 5024 | Sunday |  |  |  | 0 | 0.7 | 0.7
7 | 29 | 8 | 5025 | Sunday |  |  |  | 0 | 0.85 | 0.85
7 | 29 | 9 | 5026 | Sunday |  |  |  | 0 | 1.03 | 1.03
7 | 29 | 10 | 5027 | Sunday |  |  |  | 0 | 0.99 | 0.99
7 | 29 | 11 | 5028 | Sunday |  |  |  | 0 | 0.92 | 0.92
7 | 29 | 12 | 5029 | Sunday |  |  |  | 0 | 0.95 | 0.95
7 | 29 | 13 | 5030 | Sunday |  |  |  | 0 | 1 | 1
7 | 29 | 14 | 5031 | Sunday |  |  |  | 0 | 1.02 | 1.02
7 | 29 | 15 | 5032 | Sunday |  |  |  | 0 | 1.03 | 1.03
7 | 29 | 16 | 5033 | Sunday |  |  |  | 0 | 1.05 | 1.05
7 | 29 | 17 | 5034 | Sunday |  |  |  | 0 | 0.85 | 0.85
7 | 29 | 18 | 5035 | Sunday |  |  |  | 0 | 0.7 | 0.7
7 | 29 | 19 | 5036 | Sunday |  |  |  | 0 | 0.55 | 0.55
7 | 29 | 20 | 5037 | Sunday |  |  |  | 0 | 0.35 | 0.35
7 | 29 | 21 | 5038 | Sunday |  |  |  | 0 | 0.2 | 0.2
7 | 29 | 22 | 5039 | Sunday |  |  |  | 0 | 0.2 | 0.2
7 | 29 | 23 | 5040 | Sunday |  |  |  | 0 | 0.2 | 0.2
7 | 30 | 0 | 5041 | Yes |  |  |  | 0 | 0.2 | 0.2
7 | 30 | 1 | 5042 | Yes |  |  |  | 0 | 0.2 | 0.2
7 | 30 | 2 | 5043 | Yes |  |  |  | 0 | 0.2 | 0.2
7 | 30 | 3 | 5044 | Yes |  |  |  | 0 | 0.2 | 0.2
7 | 30 | 4 | 5045 | Yes |  |  |  | 0 | 0.3 | 0.3
7 | 30 | 5 | 5046 | Yes |  |  |  | 0 | 0.45 | 0.45
7 | 30 | 6 | 5047 | Yes |  |  |  | 0 | 0.58 | 0.58
7 | 30 | 7 | 5048 | Yes |  |  |  | 0 | 0.7 | 0.7
7 | 30 | 8 | 5049 | Yes |  |  |  | 0 | 0.85 | 0.85
7 | 30 | 9 | 5050 | Yes |  |  |  | 0 | 1.03 | 1.03
7 | 30 | 10 | 5051 | Yes |  |  |  | 0 | 0.99 | 0.99
7 | 30 | 11 | 5052 | Yes |  |  |  | 0 | 0.92 | 0.92
7 | 30 | 12 | 5053 | Yes |  |  |  | 0 | 0.95 | 0.95
7 | 30 | 13 | 5054 | Yes |  |  |  | 0 | 1 | 1
7 | 30 | 14 | 5055 | Yes |  |  |  | 0 | 1.02 | 1.02
7 | 30 | 15 | 5056 | Yes |  |  |  | 0 | 1.03 | 1.03
7 | 30 | 16 | 5057 | Yes |  |  |  | 0 | 1.05 | 1.05
7 | 30 | 17 | 5058 | Yes |  |  |  | 0 | 0.85 | 0.85
7 | 30 | 18 | 5059 | Yes |  |  |  | 0 | 0.7 | 0.7
7 | 30 | 19 | 5060 | Yes |  |  |  | 0 | 0.55 | 0.55
7 | 30 | 20 | 5061 | Yes |  |  |  | 0 | 0.35 | 0.35
7 | 30 | 21 | 5062 | Yes |  |  |  | 0 | 0.2 | 0.2
7 | 30 | 22 | 5063 | Yes |  |  |  | 0 | 0.2 | 0.2
7 | 30 | 23 | 5064 | Yes |  |  |  | 0 | 0.2 | 0.2
7 | 31 | 0 | 5065 | Yes |  |  |  | 0 | 0.2 | 0.2
7 | 31 | 1 | 5066 | Yes |  |  |  | 0 | 0.2 | 0.2
7 | 31 | 2 | 5067 | Yes |  |  |  | 0 | 0.2 | 0.2
7 | 31 | 3 | 5068 | Yes |  |  |  | 0 | 0.2 | 0.2
7 | 31 | 4 | 5069 | Yes |  |  |  | 0 | 0.3 | 0.3
7 | 31 | 5 | 5070 | Yes |  |  |  | 0 | 0.45 | 0.45
7 | 31 | 6 | 5071 | Yes |  |  |  | 0 | 0.58 | 0.58
7 | 31 | 7 | 5072 | Yes |  |  |  | 0 | 0.7 | 0.7
7 | 31 | 8 | 5073 | Yes |  |  |  | 0 | 0.85 | 0.85
7 | 31 | 9 | 5074 | Yes |  |  |  | 0 | 1.03 | 1.03
7 | 31 | 10 | 5075 | Yes |  |  |  | 0 | 0.99 | 0.99
7 | 31 | 11 | 5076 | Yes |  |  |  | 0 | 0.92 | 0.92
7 | 31 | 12 | 5077 | Yes |  |  |  | 0 | 0.95 | 0.95
7 | 31 | 13 | 5078 | Yes |  |  |  | 0 | 1 | 1
7 | 31 | 14 | 5079 | Yes |  |  |  | 0 | 1.02 | 1.02
7 | 31 | 15 | 5080 | Yes |  |  |  | 0 | 1.03 | 1.03
7 | 31 | 16 | 5081 | Yes |  |  |  | 0 | 1.05 | 1.05
7 | 31 | 17 | 5082 | Yes |  |  |  | 0 | 0.85 | 0.85
7 | 31 | 18 | 5083 | Yes |  |  |  | 0 | 0.7 | 0.7
7 | 31 | 19 | 5084 | Yes |  |  |  | 0 | 0.55 | 0.55
7 | 31 | 20 | 5085 | Yes |  |  |  | 0 | 0.35 | 0.35
7 | 31 | 21 | 5086 | Yes |  |  |  | 0 | 0.2 | 0.2
7 | 31 | 22 | 5087 | Yes |  |  |  | 0 | 0.2 | 0.2
7 | 31 | 23 | 5088 | Yes |  |  |  | 0 | 0.2 | 0.2
8 | 1 | 0 | 5089 | Sunday |  |  |  | 0 | 0.2 | 0.2
8 | 1 | 1 | 5090 | Sunday |  |  |  | 0 | 0.2 | 0.2
8 | 1 | 2 | 5091 | Sunday |  |  |  | 0 | 0.2 | 0.2
8 | 1 | 3 | 5092 | Sunday |  |  |  | 0 | 0.2 | 0.2
8 | 1 | 4 | 5093 | Sunday |  |  |  | 0 | 0.3 | 0.3
8 | 1 | 5 | 5094 | Sunday |  |  |  | 0 | 0.45 | 0.45
8 | 1 | 6 | 5095 | Sunday |  |  |  | 0 | 0.58 | 0.58
8 | 1 | 7 | 5096 | Sunday |  |  |  | 0 | 0.7 | 0.7
8 | 1 | 8 | 5097 | Sunday |  |  |  | 0 | 0.85 | 0.85
8 | 1 | 9 | 5098 | Sunday |  |  |  | 0 | 1.03 | 1.03
8 | 1 | 10 | 5099 | Sunday |  |  |  | 0 | 0.99 | 0.99
8 | 1 | 11 | 5100 | Sunday |  |  |  | 0 | 0.92 | 0.92
8 | 1 | 12 | 5101 | Sunday |  |  |  | 0 | 0.95 | 0.95
8 | 1 | 13 | 5102 | Sunday |  |  |  | 0 | 1 | 1
8 | 1 | 14 | 5103 | Sunday |  |  |  | 0 | 1.02 | 1.02
8 | 1 | 15 | 5104 | Sunday |  |  |  | 0 | 1.03 | 1.03
8 | 1 | 16 | 5105 | Sunday |  |  |  | 0 | 1.05 | 1.05
8 | 1 | 17 | 5106 | Sunday |  |  |  | 0 | 0.85 | 0.85
8 | 1 | 18 | 5107 | Sunday |  |  |  | 0 | 0.7 | 0.7
8 | 1 | 19 | 5108 | Sunday |  |  |  | 0 | 0.55 | 0.55
8 | 1 | 20 | 5109 | Sunday |  |  |  | 0 | 0.35 | 0.35
8 | 1 | 21 | 5110 | Sunday |  |  |  | 0 | 0.2 | 0.2
8 | 1 | 22 | 5111 | Sunday |  |  |  | 0 | 0.2 | 0.2
8 | 1 | 23 | 5112 | Sunday |  |  |  | 0 | 0.2 | 0.2
8 | 2 | 0 | 5113 | Yes |  |  |  | 0 | 0.2 | 0.2
8 | 2 | 1 | 5114 | Yes |  |  |  | 0 | 0.2 | 0.2
8 | 2 | 2 | 5115 | Yes |  |  |  | 0 | 0.2 | 0.2
8 | 2 | 3 | 5116 | Yes |  |  |  | 0 | 0.2 | 0.2
8 | 2 | 4 | 5117 | Yes |  |  |  | 0 | 0.3 | 0.3
8 | 2 | 5 | 5118 | Yes |  |  |  | 0 | 0.45 | 0.45
8 | 2 | 6 | 5119 | Yes |  |  |  | 0 | 0.58 | 0.58
8 | 2 | 7 | 5120 | Yes |  |  |  | 0 | 0.7 | 0.7
8 | 2 | 8 | 5121 | Yes |  |  |  | 0 | 0.85 | 0.85
8 | 2 | 9 | 5122 | Yes |  |  |  | 0 | 1.03 | 1.03
8 | 2 | 10 | 5123 | Yes |  |  |  | 0 | 0.99 | 0.99
8 | 2 | 11 | 5124 | Yes |  |  |  | 0 | 0.92 | 0.92
8 | 2 | 12 | 5125 | Yes |  |  |  | 0 | 0.95 | 0.95
8 | 2 | 13 | 5126 | Yes |  |  |  | 0 | 1 | 1
8 | 2 | 14 | 5127 | Yes |  |  |  | 0 | 1.02 | 1.02
8 | 2 | 15 | 5128 | Yes |  |  |  | 0 | 1.03 | 1.03
8 | 2 | 16 | 5129 | Yes |  |  |  | 0 | 1.05 | 1.05
8 | 2 | 17 | 5130 | Yes |  |  |  | 0 | 0.85 | 0.85
8 | 2 | 18 | 5131 | Yes |  |  |  | 0 | 0.7 | 0.7
8 | 2 | 19 | 5132 | Yes |  |  |  | 0 | 0.55 | 0.55
8 | 2 | 20 | 5133 | Yes |  |  |  | 0 | 0.35 | 0.35
8 | 2 | 21 | 5134 | Yes |  |  |  | 0 | 0.2 | 0.2
8 | 2 | 22 | 5135 | Yes |  |  |  | 0 | 0.2 | 0.2
8 | 2 | 23 | 5136 | Yes |  |  |  | 0 | 0.2 | 0.2
8 | 3 | 0 | 5137 | Yes |  |  |  | 0 | 0.2 | 0.2
8 | 3 | 1 | 5138 | Yes |  |  |  | 0 | 0.2 | 0.2
8 | 3 | 2 | 5139 | Yes |  |  |  | 0 | 0.2 | 0.2
8 | 3 | 3 | 5140 | Yes |  |  |  | 0 | 0.2 | 0.2
8 | 3 | 4 | 5141 | Yes |  |  |  | 0 | 0.3 | 0.3
8 | 3 | 5 | 5142 | Yes |  |  |  | 0 | 0.45 | 0.45
8 | 3 | 6 | 5143 | Yes |  |  |  | 0 | 0.58 | 0.58
8 | 3 | 7 | 5144 | Yes |  |  |  | 0 | 0.7 | 0.7
8 | 3 | 8 | 5145 | Yes |  |  |  | 0 | 0.85 | 0.85
8 | 3 | 9 | 5146 | Yes |  |  |  | 0 | 1.03 | 1.03
8 | 3 | 10 | 5147 | Yes |  |  |  | 0 | 0.99 | 0.99
8 | 3 | 11 | 5148 | Yes |  |  |  | 0 | 0.92 | 0.92
8 | 3 | 12 | 5149 | Yes |  |  |  | 0 | 0.95 | 0.95
8 | 3 | 13 | 5150 | Yes |  |  |  | 0 | 1 | 1
8 | 3 | 14 | 5151 | Yes |  |  |  | 0 | 1.02 | 1.02
8 | 3 | 15 | 5152 | Yes |  |  |  | 0 | 1.03 | 1.03
8 | 3 | 16 | 5153 | Yes |  |  |  | 0 | 1.05 | 1.05
8 | 3 | 17 | 5154 | Yes |  |  |  | 0 | 0.85 | 0.85
8 | 3 | 18 | 5155 | Yes |  |  |  | 0 | 0.7 | 0.7
8 | 3 | 19 | 5156 | Yes |  |  |  | 0 | 0.55 | 0.55
8 | 3 | 20 | 5157 | Yes |  |  |  | 0 | 0.35 | 0.35
8 | 3 | 21 | 5158 | Yes |  |  |  | 0 | 0.2 | 0.2
8 | 3 | 22 | 5159 | Yes |  |  |  | 0 | 0.2 | 0.2
8 | 3 | 23 | 5160 | Yes |  |  |  | 0 | 0.2 | 0.2
8 | 4 | 0 | 5161 | Yes |  |  |  | 0 | 0.2 | 0.2
8 | 4 | 1 | 5162 | Yes |  |  |  | 0 | 0.2 | 0.2
8 | 4 | 2 | 5163 | Yes |  |  |  | 0 | 0.2 | 0.2
8 | 4 | 3 | 5164 | Yes |  |  |  | 0 | 0.2 | 0.2
8 | 4 | 4 | 5165 | Yes |  |  |  | 0 | 0.3 | 0.3
8 | 4 | 5 | 5166 | Yes |  |  |  | 0 | 0.45 | 0.45
8 | 4 | 6 | 5167 | Yes |  |  |  | 0 | 0.58 | 0.58
8 | 4 | 7 | 5168 | Yes |  |  |  | 0 | 0.7 | 0.7
8 | 4 | 8 | 5169 | Yes |  |  |  | 0 | 0.85 | 0.85
8 | 4 | 9 | 5170 | Yes |  |  |  | 0 | 1.03 | 1.03
8 | 4 | 10 | 5171 | Yes |  |  |  | 0 | 0.99 | 0.99
8 | 4 | 11 | 5172 | Yes |  |  |  | 0 | 0.92 | 0.92
8 | 4 | 12 | 5173 | Yes |  |  |  | 0 | 0.95 | 0.95
8 | 4 | 13 | 5174 | Yes |  |  |  | 0 | 1 | 1
8 | 4 | 14 | 5175 | Yes |  |  |  | 0 | 1.02 | 1.02
8 | 4 | 15 | 5176 | Yes |  |  |  | 0 | 1.03 | 1.03
8 | 4 | 16 | 5177 | Yes |  |  |  | 0 | 1.05 | 1.05
8 | 4 | 17 | 5178 | Yes |  |  |  | 0 | 0.85 | 0.85
8 | 4 | 18 | 5179 | Yes |  |  |  | 0 | 0.7 | 0.7
8 | 4 | 19 | 5180 | Yes |  |  |  | 0 | 0.55 | 0.55
8 | 4 | 20 | 5181 | Yes |  |  |  | 0 | 0.35 | 0.35
8 | 4 | 21 | 5182 | Yes |  |  |  | 0 | 0.2 | 0.2
8 | 4 | 22 | 5183 | Yes |  |  |  | 0 | 0.2 | 0.2
8 | 4 | 23 | 5184 | Yes |  |  |  | 0 | 0.2 | 0.2
8 | 5 | 0 | 5185 | Yes |  |  |  | 0 | 0.2 | 0.2
8 | 5 | 1 | 5186 | Yes |  |  |  | 0 | 0.2 | 0.2
8 | 5 | 2 | 5187 | Yes |  |  |  | 0 | 0.2 | 0.2
8 | 5 | 3 | 5188 | Yes |  |  |  | 0 | 0.2 | 0.2
8 | 5 | 4 | 5189 | Yes |  |  |  | 0 | 0.3 | 0.3
8 | 5 | 5 | 5190 | Yes |  |  |  | 0 | 0.45 | 0.45
8 | 5 | 6 | 5191 | Yes |  |  |  | 0 | 0.58 | 0.58
8 | 5 | 7 | 5192 | Yes |  |  |  | 0 | 0.7 | 0.7
8 | 5 | 8 | 5193 | Yes |  |  |  | 0 | 0.85 | 0.85
8 | 5 | 9 | 5194 | Yes |  |  |  | 0 | 1.03 | 1.03
8 | 5 | 10 | 5195 | Yes |  |  |  | 0 | 0.99 | 0.99
8 | 5 | 11 | 5196 | Yes |  |  |  | 0 | 0.92 | 0.92
8 | 5 | 12 | 5197 | Yes |  |  |  | 0 | 0.95 | 0.95
8 | 5 | 13 | 5198 | Yes |  |  |  | 0 | 1 | 1
8 | 5 | 14 | 5199 | Yes |  |  |  | 0 | 1.02 | 1.02
8 | 5 | 15 | 5200 | Yes |  |  |  | 0 | 1.03 | 1.03
8 | 5 | 16 | 5201 | Yes |  |  |  | 0 | 1.05 | 1.05
8 | 5 | 17 | 5202 | Yes |  |  |  | 0 | 0.85 | 0.85
8 | 5 | 18 | 5203 | Yes |  |  |  | 0 | 0.7 | 0.7
8 | 5 | 19 | 5204 | Yes |  |  |  | 0 | 0.55 | 0.55
8 | 5 | 20 | 5205 | Yes |  |  |  | 0 | 0.35 | 0.35
8 | 5 | 21 | 5206 | Yes |  |  |  | 0 | 0.2 | 0.2
8 | 5 | 22 | 5207 | Yes |  |  |  | 0 | 0.2 | 0.2
8 | 5 | 23 | 5208 | Yes |  |  |  | 0 | 0.2 | 0.2
8 | 6 | 0 | 5209 | Yes |  |  |  | 0 | 0.2 | 0.2
8 | 6 | 1 | 5210 | Yes |  |  |  | 0 | 0.2 | 0.2
8 | 6 | 2 | 5211 | Yes |  |  |  | 0 | 0.2 | 0.2
8 | 6 | 3 | 5212 | Yes |  |  |  | 0 | 0.2 | 0.2
8 | 6 | 4 | 5213 | Yes |  |  |  | 0 | 0.3 | 0.3
8 | 6 | 5 | 5214 | Yes |  |  |  | 0 | 0.45 | 0.45
8 | 6 | 6 | 5215 | Yes |  |  |  | 0 | 0.58 | 0.58
8 | 6 | 7 | 5216 | Yes |  |  |  | 0 | 0.7 | 0.7
8 | 6 | 8 | 5217 | Yes |  |  |  | 0 | 0.85 | 0.85
8 | 6 | 9 | 5218 | Yes |  |  |  | 0 | 1.03 | 1.03
8 | 6 | 10 | 5219 | Yes |  |  |  | 0 | 0.99 | 0.99
8 | 6 | 11 | 5220 | Yes |  |  |  | 0 | 0.92 | 0.92
8 | 6 | 12 | 5221 | Yes |  |  |  | 0 | 0.95 | 0.95
8 | 6 | 13 | 5222 | Yes |  |  |  | 0 | 1 | 1
8 | 6 | 14 | 5223 | Yes |  |  |  | 0 | 1.02 | 1.02
8 | 6 | 15 | 5224 | Yes |  |  |  | 0 | 1.03 | 1.03
8 | 6 | 16 | 5225 | Yes |  |  |  | 0 | 1.05 | 1.05
8 | 6 | 17 | 5226 | Yes |  |  |  | 0 | 0.85 | 0.85
8 | 6 | 18 | 5227 | Yes |  |  |  | 0 | 0.7 | 0.7
8 | 6 | 19 | 5228 | Yes |  |  |  | 0 | 0.55 | 0.55
8 | 6 | 20 | 5229 | Yes |  |  |  | 0 | 0.35 | 0.35
8 | 6 | 21 | 5230 | Yes |  |  |  | 0 | 0.2 | 0.2
8 | 6 | 22 | 5231 | Yes |  |  |  | 0 | 0.2 | 0.2
8 | 6 | 23 | 5232 | Yes |  |  |  | 0 | 0.2 | 0.2
8 | 7 | 0 | 5233 | Saturday |  |  |  | 0 | 0.2 | 0.2
8 | 7 | 1 | 5234 | Saturday |  |  |  | 0 | 0.2 | 0.2
8 | 7 | 2 | 5235 | Saturday |  |  |  | 0 | 0.2 | 0.2
8 | 7 | 3 | 5236 | Saturday |  |  |  | 0 | 0.2 | 0.2
8 | 7 | 4 | 5237 | Saturday |  |  |  | 0 | 0.3 | 0.3
8 | 7 | 5 | 5238 | Saturday |  |  |  | 0 | 0.45 | 0.45
8 | 7 | 6 | 5239 | Saturday |  |  |  | 0 | 0.58 | 0.58
8 | 7 | 7 | 5240 | Saturday |  |  |  | 0 | 0.7 | 0.7
8 | 7 | 8 | 5241 | Saturday |  |  |  | 0 | 0.85 | 0.85
8 | 7 | 9 | 5242 | Saturday |  |  |  | 0 | 1.03 | 1.03
8 | 7 | 10 | 5243 | Saturday |  |  |  | 0 | 0.99 | 0.99
8 | 7 | 11 | 5244 | Saturday |  |  |  | 0 | 0.92 | 0.92
8 | 7 | 12 | 5245 | Saturday |  |  |  | 0 | 0.95 | 0.95
8 | 7 | 13 | 5246 | Saturday |  |  |  | 0 | 1 | 1
8 | 7 | 14 | 5247 | Saturday |  |  |  | 0 | 1.02 | 1.02
8 | 7 | 15 | 5248 | Saturday |  |  |  | 0 | 1.03 | 1.03
8 | 7 | 16 | 5249 | Saturday |  |  |  | 0 | 1.05 | 1.05
8 | 7 | 17 | 5250 | Saturday |  |  |  | 0 | 0.85 | 0.85
8 | 7 | 18 | 5251 | Saturday |  |  |  | 0 | 0.7 | 0.7
8 | 7 | 19 | 5252 | Saturday |  |  |  | 0 | 0.55 | 0.55
8 | 7 | 20 | 5253 | Saturday |  |  |  | 0 | 0.35 | 0.35
8 | 7 | 21 | 5254 | Saturday |  |  |  | 0 | 0.2 | 0.2
8 | 7 | 22 | 5255 | Saturday |  |  |  | 0 | 0.2 | 0.2
8 | 7 | 23 | 5256 | Saturday |  |  |  | 0 | 0.2 | 0.2
8 | 8 | 0 | 5257 | Sunday |  |  |  | 0 | 0.2 | 0.2
8 | 8 | 1 | 5258 | Sunday |  |  |  | 0 | 0.2 | 0.2
8 | 8 | 2 | 5259 | Sunday |  |  |  | 0 | 0.2 | 0.2
8 | 8 | 3 | 5260 | Sunday |  |  |  | 0 | 0.2 | 0.2
8 | 8 | 4 | 5261 | Sunday |  |  |  | 0 | 0.3 | 0.3
8 | 8 | 5 | 5262 | Sunday |  |  |  | 0 | 0.45 | 0.45
8 | 8 | 6 | 5263 | Sunday |  |  |  | 0 | 0.58 | 0.58
8 | 8 | 7 | 5264 | Sunday |  |  |  | 0 | 0.7 | 0.7
8 | 8 | 8 | 5265 | Sunday |  |  |  | 0 | 0.85 | 0.85
8 | 8 | 9 | 5266 | Sunday |  |  |  | 0 | 1.03 | 1.03
8 | 8 | 10 | 5267 | Sunday |  |  |  | 0 | 0.99 | 0.99
8 | 8 | 11 | 5268 | Sunday |  |  |  | 0 | 0.92 | 0.92
8 | 8 | 12 | 5269 | Sunday |  |  |  | 0 | 0.95 | 0.95
8 | 8 | 13 | 5270 | Sunday |  |  |  | 0 | 1 | 1
8 | 8 | 14 | 5271 | Sunday |  |  |  | 0 | 1.02 | 1.02
8 | 8 | 15 | 5272 | Sunday |  |  |  | 0 | 1.03 | 1.03
8 | 8 | 16 | 5273 | Sunday |  |  |  | 0 | 1.05 | 1.05
8 | 8 | 17 | 5274 | Sunday |  |  |  | 0 | 0.85 | 0.85
8 | 8 | 18 | 5275 | Sunday |  |  |  | 0 | 0.7 | 0.7
8 | 8 | 19 | 5276 | Sunday |  |  |  | 0 | 0.55 | 0.55
8 | 8 | 20 | 5277 | Sunday |  |  |  | 0 | 0.35 | 0.35
8 | 8 | 21 | 5278 | Sunday |  |  |  | 0 | 0.2 | 0.2
8 | 8 | 22 | 5279 | Sunday |  |  |  | 0 | 0.2 | 0.2
8 | 8 | 23 | 5280 | Sunday |  |  |  | 0 | 0.2 | 0.2
8 | 9 | 0 | 5281 | Yes |  |  |  | 0 | 0.2 | 0.2
8 | 9 | 1 | 5282 | Yes |  |  |  | 0 | 0.2 | 0.2
8 | 9 | 2 | 5283 | Yes |  |  |  | 0 | 0.2 | 0.2
8 | 9 | 3 | 5284 | Yes |  |  |  | 0 | 0.2 | 0.2
8 | 9 | 4 | 5285 | Yes |  |  |  | 0 | 0.3 | 0.3
8 | 9 | 5 | 5286 | Yes |  |  |  | 0 | 0.45 | 0.45
8 | 9 | 6 | 5287 | Yes |  |  |  | 0 | 0.58 | 0.58
8 | 9 | 7 | 5288 | Yes |  |  |  | 0 | 0.7 | 0.7
8 | 9 | 8 | 5289 | Yes |  |  |  | 0 | 0.85 | 0.85
8 | 9 | 9 | 5290 | Yes |  |  |  | 0 | 1.03 | 1.03
8 | 9 | 10 | 5291 | Yes |  |  |  | 0 | 0.99 | 0.99
8 | 9 | 11 | 5292 | Yes |  |  |  | 0 | 0.92 | 0.92
8 | 9 | 12 | 5293 | Yes |  |  |  | 0 | 0.95 | 0.95
8 | 9 | 13 | 5294 | Yes |  |  |  | 0 | 1 | 1
8 | 9 | 14 | 5295 | Yes |  |  |  | 0 | 1.02 | 1.02
8 | 9 | 15 | 5296 | Yes |  |  |  | 0 | 1.03 | 1.03
8 | 9 | 16 | 5297 | Yes |  |  |  | 0 | 1.05 | 1.05
8 | 9 | 17 | 5298 | Yes |  |  |  | 0 | 0.85 | 0.85
8 | 9 | 18 | 5299 | Yes |  |  |  | 0 | 0.7 | 0.7
8 | 9 | 19 | 5300 | Yes |  |  |  | 0 | 0.55 | 0.55
8 | 9 | 20 | 5301 | Yes |  |  |  | 0 | 0.35 | 0.35
8 | 9 | 21 | 5302 | Yes |  |  |  | 0 | 0.2 | 0.2
8 | 9 | 22 | 5303 | Yes |  |  |  | 0 | 0.2 | 0.2
8 | 9 | 23 | 5304 | Yes |  |  |  | 0 | 0.2 | 0.2
8 | 10 | 0 | 5305 | Yes |  |  |  | 0 | 0.2 | 0.2
8 | 10 | 1 | 5306 | Yes |  |  |  | 0 | 0.2 | 0.2
8 | 10 | 2 | 5307 | Yes |  |  |  | 0 | 0.2 | 0.2
8 | 10 | 3 | 5308 | Yes |  |  |  | 0 | 0.2 | 0.2
8 | 10 | 4 | 5309 | Yes |  |  |  | 0 | 0.3 | 0.3
8 | 10 | 5 | 5310 | Yes |  |  |  | 0 | 0.45 | 0.45
8 | 10 | 6 | 5311 | Yes |  |  |  | 0 | 0.58 | 0.58
8 | 10 | 7 | 5312 | Yes |  |  |  | 0 | 0.7 | 0.7
8 | 10 | 8 | 5313 | Yes |  |  |  | 0 | 0.85 | 0.85
8 | 10 | 9 | 5314 | Yes |  |  |  | 0 | 1.03 | 1.03
8 | 10 | 10 | 5315 | Yes |  |  |  | 0 | 0.99 | 0.99
8 | 10 | 11 | 5316 | Yes |  |  |  | 0 | 0.92 | 0.92
8 | 10 | 12 | 5317 | Yes |  |  |  | 0 | 0.95 | 0.95
8 | 10 | 13 | 5318 | Yes |  |  |  | 0 | 1 | 1
8 | 10 | 14 | 5319 | Yes |  |  |  | 0 | 1.02 | 1.02
8 | 10 | 15 | 5320 | Yes |  |  |  | 0 | 1.03 | 1.03
8 | 10 | 16 | 5321 | Yes |  |  |  | 0 | 1.05 | 1.05
8 | 10 | 17 | 5322 | Yes |  |  |  | 0 | 0.85 | 0.85
8 | 10 | 18 | 5323 | Yes |  |  |  | 0 | 0.7 | 0.7
8 | 10 | 19 | 5324 | Yes |  |  |  | 0 | 0.55 | 0.55
8 | 10 | 20 | 5325 | Yes |  |  |  | 0 | 0.35 | 0.35
8 | 10 | 21 | 5326 | Yes |  |  |  | 0 | 0.2 | 0.2
8 | 10 | 22 | 5327 | Yes |  |  |  | 0 | 0.2 | 0.2
8 | 10 | 23 | 5328 | Yes |  |  |  | 0 | 0.2 | 0.2
8 | 11 | 0 | 5329 | Yes |  |  |  | 0 | 0.2 | 0.2
8 | 11 | 1 | 5330 | Yes |  |  |  | 0 | 0.2 | 0.2
8 | 11 | 2 | 5331 | Yes |  |  |  | 0 | 0.2 | 0.2
8 | 11 | 3 | 5332 | Yes |  |  |  | 0 | 0.2 | 0.2
8 | 11 | 4 | 5333 | Yes |  |  |  | 0 | 0.3 | 0.3
8 | 11 | 5 | 5334 | Yes |  |  |  | 0 | 0.45 | 0.45
8 | 11 | 6 | 5335 | Yes |  |  |  | 0 | 0.58 | 0.58
8 | 11 | 7 | 5336 | Yes |  |  |  | 0 | 0.7 | 0.7
8 | 11 | 8 | 5337 | Yes |  |  |  | 0 | 0.85 | 0.85
8 | 11 | 9 | 5338 | Yes |  |  |  | 0 | 1.03 | 1.03
8 | 11 | 10 | 5339 | Yes |  |  |  | 0 | 0.99 | 0.99
8 | 11 | 11 | 5340 | Yes |  |  |  | 0 | 0.92 | 0.92
8 | 11 | 12 | 5341 | Yes |  |  |  | 0 | 0.95 | 0.95
8 | 11 | 13 | 5342 | Yes |  |  |  | 0 | 1 | 1
8 | 11 | 14 | 5343 | Yes |  |  |  | 0 | 1.02 | 1.02
8 | 11 | 15 | 5344 | Yes |  |  |  | 0 | 1.03 | 1.03
8 | 11 | 16 | 5345 | Yes |  |  |  | 0 | 1.05 | 1.05
8 | 11 | 17 | 5346 | Yes |  |  |  | 0 | 0.85 | 0.85
8 | 11 | 18 | 5347 | Yes |  |  |  | 0 | 0.7 | 0.7
8 | 11 | 19 | 5348 | Yes |  |  |  | 0 | 0.55 | 0.55
8 | 11 | 20 | 5349 | Yes |  |  |  | 0 | 0.35 | 0.35
8 | 11 | 21 | 5350 | Yes |  |  |  | 0 | 0.2 | 0.2
8 | 11 | 22 | 5351 | Yes |  |  |  | 0 | 0.2 | 0.2
8 | 11 | 23 | 5352 | Yes |  |  |  | 0 | 0.2 | 0.2
8 | 12 | 0 | 5353 | Yes |  |  |  | 0 | 0.2 | 0.2
8 | 12 | 1 | 5354 | Yes |  |  |  | 0 | 0.2 | 0.2
8 | 12 | 2 | 5355 | Yes |  |  |  | 0 | 0.2 | 0.2
8 | 12 | 3 | 5356 | Yes |  |  |  | 0 | 0.2 | 0.2
8 | 12 | 4 | 5357 | Yes |  |  |  | 0 | 0.3 | 0.3
8 | 12 | 5 | 5358 | Yes |  |  |  | 0 | 0.45 | 0.45
8 | 12 | 6 | 5359 | Yes |  |  |  | 0 | 0.58 | 0.58
8 | 12 | 7 | 5360 | Yes |  |  |  | 0 | 0.7 | 0.7
8 | 12 | 8 | 5361 | Yes |  |  |  | 0 | 0.85 | 0.85
8 | 12 | 9 | 5362 | Yes |  |  |  | 0 | 1.03 | 1.03
8 | 12 | 10 | 5363 | Yes |  |  |  | 0 | 0.99 | 0.99
8 | 12 | 11 | 5364 | Yes |  |  |  | 0 | 0.92 | 0.92
8 | 12 | 12 | 5365 | Yes |  |  |  | 0 | 0.95 | 0.95
8 | 12 | 13 | 5366 | Yes |  |  |  | 0 | 1 | 1
8 | 12 | 14 | 5367 | Yes |  |  |  | 0 | 1.02 | 1.02
8 | 12 | 15 | 5368 | Yes |  |  |  | 0 | 1.03 | 1.03
8 | 12 | 16 | 5369 | Yes |  |  |  | 0 | 1.05 | 1.05
8 | 12 | 17 | 5370 | Yes |  |  |  | 0 | 0.85 | 0.85
8 | 12 | 18 | 5371 | Yes |  |  |  | 0 | 0.7 | 0.7
8 | 12 | 19 | 5372 | Yes |  |  |  | 0 | 0.55 | 0.55
8 | 12 | 20 | 5373 | Yes |  |  |  | 0 | 0.35 | 0.35
8 | 12 | 21 | 5374 | Yes |  |  |  | 0 | 0.2 | 0.2
8 | 12 | 22 | 5375 | Yes |  |  |  | 0 | 0.2 | 0.2
8 | 12 | 23 | 5376 | Yes |  |  |  | 0 | 0.2 | 0.2
8 | 13 | 0 | 5377 | Yes |  |  |  | 0 | 0.2 | 0.2
8 | 13 | 1 | 5378 | Yes |  |  |  | 0 | 0.2 | 0.2
8 | 13 | 2 | 5379 | Yes |  |  |  | 0 | 0.2 | 0.2
8 | 13 | 3 | 5380 | Yes |  |  |  | 0 | 0.2 | 0.2
8 | 13 | 4 | 5381 | Yes |  |  |  | 0 | 0.3 | 0.3
8 | 13 | 5 | 5382 | Yes |  |  |  | 0 | 0.45 | 0.45
8 | 13 | 6 | 5383 | Yes |  |  |  | 0 | 0.58 | 0.58
8 | 13 | 7 | 5384 | Yes |  |  |  | 0 | 0.7 | 0.7
8 | 13 | 8 | 5385 | Yes |  |  |  | 0 | 0.85 | 0.85
8 | 13 | 9 | 5386 | Yes |  |  |  | 0 | 1.03 | 1.03
8 | 13 | 10 | 5387 | Yes |  |  |  | 0 | 0.99 | 0.99
8 | 13 | 11 | 5388 | Yes |  |  |  | 0 | 0.92 | 0.92
8 | 13 | 12 | 5389 | Yes |  |  |  | 0 | 0.95 | 0.95
8 | 13 | 13 | 5390 | Yes |  |  |  | 0 | 1 | 1
8 | 13 | 14 | 5391 | Yes |  |  |  | 0 | 1.02 | 1.02
8 | 13 | 15 | 5392 | Yes |  |  |  | 0 | 1.03 | 1.03
8 | 13 | 16 | 5393 | Yes |  |  |  | 0 | 1.05 | 1.05
8 | 13 | 17 | 5394 | Yes |  |  |  | 0 | 0.85 | 0.85
8 | 13 | 18 | 5395 | Yes |  |  |  | 0 | 0.7 | 0.7
8 | 13 | 19 | 5396 | Yes |  |  |  | 0 | 0.55 | 0.55
8 | 13 | 20 | 5397 | Yes |  |  |  | 0 | 0.35 | 0.35
8 | 13 | 21 | 5398 | Yes |  |  |  | 0 | 0.2 | 0.2
8 | 13 | 22 | 5399 | Yes |  |  |  | 0 | 0.2 | 0.2
8 | 13 | 23 | 5400 | Yes |  |  |  | 0 | 0.2 | 0.2
8 | 14 | 0 | 5401 | Saturday |  |  |  | 0 | 0.2 | 0.2
8 | 14 | 1 | 5402 | Saturday |  |  |  | 0 | 0.2 | 0.2
8 | 14 | 2 | 5403 | Saturday |  |  |  | 0 | 0.2 | 0.2
8 | 14 | 3 | 5404 | Saturday |  |  |  | 0 | 0.2 | 0.2
8 | 14 | 4 | 5405 | Saturday |  |  |  | 0 | 0.3 | 0.3
8 | 14 | 5 | 5406 | Saturday |  |  |  | 0 | 0.45 | 0.45
8 | 14 | 6 | 5407 | Saturday |  |  |  | 0 | 0.58 | 0.58
8 | 14 | 7 | 5408 | Saturday |  |  |  | 0 | 0.7 | 0.7
8 | 14 | 8 | 5409 | Saturday |  |  |  | 0 | 0.85 | 0.85
8 | 14 | 9 | 5410 | Saturday |  |  |  | 0 | 1.03 | 1.03
8 | 14 | 10 | 5411 | Saturday |  |  |  | 0 | 0.99 | 0.99
8 | 14 | 11 | 5412 | Saturday |  |  |  | 0 | 0.92 | 0.92
8 | 14 | 12 | 5413 | Saturday |  |  |  | 0 | 0.95 | 0.95
8 | 14 | 13 | 5414 | Saturday |  |  |  | 0 | 1 | 1
8 | 14 | 14 | 5415 | Saturday |  |  |  | 0 | 1.02 | 1.02
8 | 14 | 15 | 5416 | Saturday |  |  |  | 0 | 1.03 | 1.03
8 | 14 | 16 | 5417 | Saturday |  |  |  | 0 | 1.05 | 1.05
8 | 14 | 17 | 5418 | Saturday |  |  |  | 0 | 0.85 | 0.85
8 | 14 | 18 | 5419 | Saturday |  |  |  | 0 | 0.7 | 0.7
8 | 14 | 19 | 5420 | Saturday |  |  |  | 0 | 0.55 | 0.55
8 | 14 | 20 | 5421 | Saturday |  |  |  | 0 | 0.35 | 0.35
8 | 14 | 21 | 5422 | Saturday |  |  |  | 0 | 0.2 | 0.2
8 | 14 | 22 | 5423 | Saturday |  |  |  | 0 | 0.2 | 0.2
8 | 14 | 23 | 5424 | Saturday |  |  |  | 0 | 0.2 | 0.2
8 | 15 | 0 | 5425 | Sunday |  |  |  | 0 | 0.2 | 0.2
8 | 15 | 1 | 5426 | Sunday |  |  |  | 0 | 0.2 | 0.2
8 | 15 | 2 | 5427 | Sunday |  |  |  | 0 | 0.2 | 0.2
8 | 15 | 3 | 5428 | Sunday |  |  |  | 0 | 0.2 | 0.2
8 | 15 | 4 | 5429 | Sunday |  |  |  | 0 | 0.3 | 0.3
8 | 15 | 5 | 5430 | Sunday |  |  |  | 0 | 0.45 | 0.45
8 | 15 | 6 | 5431 | Sunday |  |  |  | 0 | 0.58 | 0.58
8 | 15 | 7 | 5432 | Sunday |  |  |  | 0 | 0.7 | 0.7
8 | 15 | 8 | 5433 | Sunday |  |  |  | 0 | 0.85 | 0.85
8 | 15 | 9 | 5434 | Sunday |  |  |  | 0 | 1.03 | 1.03
8 | 15 | 10 | 5435 | Sunday |  |  |  | 0 | 0.99 | 0.99
8 | 15 | 11 | 5436 | Sunday |  |  |  | 0 | 0.92 | 0.92
8 | 15 | 12 | 5437 | Sunday |  |  |  | 0 | 0.95 | 0.95
8 | 15 | 13 | 5438 | Sunday |  |  |  | 0 | 1 | 1
8 | 15 | 14 | 5439 | Sunday |  |  |  | 0 | 1.02 | 1.02
8 | 15 | 15 | 5440 | Sunday |  |  |  | 0 | 1.03 | 1.03
8 | 15 | 16 | 5441 | Sunday |  |  |  | 0 | 1.05 | 1.05
8 | 15 | 17 | 5442 | Sunday |  |  |  | 0 | 0.85 | 0.85
8 | 15 | 18 | 5443 | Sunday |  |  |  | 0 | 0.7 | 0.7
8 | 15 | 19 | 5444 | Sunday |  |  |  | 0 | 0.55 | 0.55
8 | 15 | 20 | 5445 | Sunday |  |  |  | 0 | 0.35 | 0.35
8 | 15 | 21 | 5446 | Sunday |  |  |  | 0 | 0.2 | 0.2
8 | 15 | 22 | 5447 | Sunday |  |  |  | 0 | 0.2 | 0.2
8 | 15 | 23 | 5448 | Sunday |  |  |  | 0 | 0.2 | 0.2
8 | 16 | 0 | 5449 | Yes |  |  |  | 0 | 0.2 | 0.2
8 | 16 | 1 | 5450 | Yes |  |  |  | 0 | 0.2 | 0.2
8 | 16 | 2 | 5451 | Yes |  |  |  | 0 | 0.2 | 0.2
8 | 16 | 3 | 5452 | Yes |  |  |  | 0 | 0.2 | 0.2
8 | 16 | 4 | 5453 | Yes |  |  |  | 0 | 0.3 | 0.3
8 | 16 | 5 | 5454 | Yes |  |  |  | 0 | 0.45 | 0.45
8 | 16 | 6 | 5455 | Yes |  |  |  | 0 | 0.58 | 0.58
8 | 16 | 7 | 5456 | Yes |  |  |  | 0 | 0.7 | 0.7
8 | 16 | 8 | 5457 | Yes |  |  |  | 0 | 0.85 | 0.85
8 | 16 | 9 | 5458 | Yes |  |  |  | 0 | 1.03 | 1.03
8 | 16 | 10 | 5459 | Yes |  |  |  | 0 | 0.99 | 0.99
8 | 16 | 11 | 5460 | Yes |  |  |  | 0 | 0.92 | 0.92
8 | 16 | 12 | 5461 | Yes |  |  |  | 0 | 0.95 | 0.95
8 | 16 | 13 | 5462 | Yes |  |  |  | 0 | 1 | 1
8 | 16 | 14 | 5463 | Yes |  |  |  | 0 | 1.02 | 1.02
8 | 16 | 15 | 5464 | Yes |  |  |  | 0 | 1.03 | 1.03
8 | 16 | 16 | 5465 | Yes |  |  |  | 0 | 1.05 | 1.05
8 | 16 | 17 | 5466 | Yes |  |  |  | 0 | 0.85 | 0.85
8 | 16 | 18 | 5467 | Yes |  |  |  | 0 | 0.7 | 0.7
8 | 16 | 19 | 5468 | Yes |  |  |  | 0 | 0.55 | 0.55
8 | 16 | 20 | 5469 | Yes |  |  |  | 0 | 0.35 | 0.35
8 | 16 | 21 | 5470 | Yes |  |  |  | 0 | 0.2 | 0.2
8 | 16 | 22 | 5471 | Yes |  |  |  | 0 | 0.2 | 0.2
8 | 16 | 23 | 5472 | Yes |  |  |  | 0 | 0.2 | 0.2
8 | 17 | 0 | 5473 | Yes |  |  |  | 0 | 0.2 | 0.2
8 | 17 | 1 | 5474 | Yes |  |  |  | 0 | 0.2 | 0.2
8 | 17 | 2 | 5475 | Yes |  |  |  | 0 | 0.2 | 0.2
8 | 17 | 3 | 5476 | Yes |  |  |  | 0 | 0.2 | 0.2
8 | 17 | 4 | 5477 | Yes |  |  |  | 0 | 0.3 | 0.3
8 | 17 | 5 | 5478 | Yes |  |  |  | 0 | 0.45 | 0.45
8 | 17 | 6 | 5479 | Yes |  |  |  | 0 | 0.58 | 0.58
8 | 17 | 7 | 5480 | Yes |  |  |  | 0 | 0.7 | 0.7
8 | 17 | 8 | 5481 | Yes |  |  |  | 0 | 0.85 | 0.85
8 | 17 | 9 | 5482 | Yes |  |  |  | 0 | 1.03 | 1.03
8 | 17 | 10 | 5483 | Yes |  |  |  | 0 | 0.99 | 0.99
8 | 17 | 11 | 5484 | Yes |  |  |  | 0 | 0.92 | 0.92
8 | 17 | 12 | 5485 | Yes |  |  |  | 0 | 0.95 | 0.95
8 | 17 | 13 | 5486 | Yes |  |  |  | 0 | 1 | 1
8 | 17 | 14 | 5487 | Yes |  |  |  | 0 | 1.02 | 1.02
8 | 17 | 15 | 5488 | Yes |  |  |  | 0 | 1.03 | 1.03
8 | 17 | 16 | 5489 | Yes |  |  |  | 0 | 1.05 | 1.05
8 | 17 | 17 | 5490 | Yes |  |  |  | 0 | 0.85 | 0.85
8 | 17 | 18 | 5491 | Yes |  |  |  | 0 | 0.7 | 0.7
8 | 17 | 19 | 5492 | Yes |  |  |  | 0 | 0.55 | 0.55
8 | 17 | 20 | 5493 | Yes |  |  |  | 0 | 0.35 | 0.35
8 | 17 | 21 | 5494 | Yes |  |  |  | 0 | 0.2 | 0.2
8 | 17 | 22 | 5495 | Yes |  |  |  | 0 | 0.2 | 0.2
8 | 17 | 23 | 5496 | Yes |  |  |  | 0 | 0.2 | 0.2
8 | 18 | 0 | 5497 | Yes |  |  |  | 0 | 0.2 | 0.2
8 | 18 | 1 | 5498 | Yes |  |  |  | 0 | 0.2 | 0.2
8 | 18 | 2 | 5499 | Yes |  |  |  | 0 | 0.2 | 0.2
8 | 18 | 3 | 5500 | Yes |  |  |  | 0 | 0.2 | 0.2
8 | 18 | 4 | 5501 | Yes |  |  |  | 0 | 0.3 | 0.3
8 | 18 | 5 | 5502 | Yes |  |  |  | 0 | 0.45 | 0.45
8 | 18 | 6 | 5503 | Yes |  |  |  | 0 | 0.58 | 0.58
8 | 18 | 7 | 5504 | Yes |  |  |  | 0 | 0.7 | 0.7
8 | 18 | 8 | 5505 | Yes |  |  |  | 0 | 0.85 | 0.85
8 | 18 | 9 | 5506 | Yes |  |  |  | 0 | 1.03 | 1.03
8 | 18 | 10 | 5507 | Yes |  |  |  | 0 | 0.99 | 0.99
8 | 18 | 11 | 5508 | Yes |  |  |  | 0 | 0.92 | 0.92
8 | 18 | 12 | 5509 | Yes |  |  |  | 0 | 0.95 | 0.95
8 | 18 | 13 | 5510 | Yes |  |  |  | 0 | 1 | 1
8 | 18 | 14 | 5511 | Yes |  |  |  | 0 | 1.02 | 1.02
8 | 18 | 15 | 5512 | Yes |  |  |  | 0 | 1.03 | 1.03
8 | 18 | 16 | 5513 | Yes |  |  |  | 0 | 1.05 | 1.05
8 | 18 | 17 | 5514 | Yes |  |  |  | 0 | 0.85 | 0.85
8 | 18 | 18 | 5515 | Yes |  |  |  | 0 | 0.7 | 0.7
8 | 18 | 19 | 5516 | Yes |  |  |  | 0 | 0.55 | 0.55
8 | 18 | 20 | 5517 | Yes |  |  |  | 0 | 0.35 | 0.35
8 | 18 | 21 | 5518 | Yes |  |  |  | 0 | 0.2 | 0.2
8 | 18 | 22 | 5519 | Yes |  |  |  | 0 | 0.2 | 0.2
8 | 18 | 23 | 5520 | Yes |  |  |  | 0 | 0.2 | 0.2
8 | 19 | 0 | 5521 | Yes |  |  |  | 0 | 0.2 | 0.2
8 | 19 | 1 | 5522 | Yes |  |  |  | 0 | 0.2 | 0.2
8 | 19 | 2 | 5523 | Yes |  |  |  | 0 | 0.2 | 0.2
8 | 19 | 3 | 5524 | Yes |  |  |  | 0 | 0.2 | 0.2
8 | 19 | 4 | 5525 | Yes |  |  |  | 0 | 0.3 | 0.3
8 | 19 | 5 | 5526 | Yes |  |  |  | 0 | 0.45 | 0.45
8 | 19 | 6 | 5527 | Yes |  |  |  | 0 | 0.58 | 0.58
8 | 19 | 7 | 5528 | Yes |  |  |  | 0 | 0.7 | 0.7
8 | 19 | 8 | 5529 | Yes |  |  |  | 0 | 0.85 | 0.85
8 | 19 | 9 | 5530 | Yes |  |  |  | 0 | 1.03 | 1.03
8 | 19 | 10 | 5531 | Yes |  |  |  | 0 | 0.99 | 0.99
8 | 19 | 11 | 5532 | Yes |  |  |  | 0 | 0.92 | 0.92
8 | 19 | 12 | 5533 | Yes |  |  |  | 0 | 0.95 | 0.95
8 | 19 | 13 | 5534 | Yes |  |  |  | 0 | 1 | 1
8 | 19 | 14 | 5535 | Yes |  |  |  | 0 | 1.02 | 1.02
8 | 19 | 15 | 5536 | Yes |  |  |  | 0 | 1.03 | 1.03
8 | 19 | 16 | 5537 | Yes |  |  |  | 0 | 1.05 | 1.05
8 | 19 | 17 | 5538 | Yes |  |  |  | 0 | 0.85 | 0.85
8 | 19 | 18 | 5539 | Yes |  |  |  | 0 | 0.7 | 0.7
8 | 19 | 19 | 5540 | Yes |  |  |  | 0 | 0.55 | 0.55
8 | 19 | 20 | 5541 | Yes |  |  |  | 0 | 0.35 | 0.35
8 | 19 | 21 | 5542 | Yes |  |  |  | 0 | 0.2 | 0.2
8 | 19 | 22 | 5543 | Yes |  |  |  | 0 | 0.2 | 0.2
8 | 19 | 23 | 5544 | Yes |  |  |  | 0 | 0.2 | 0.2
8 | 20 | 0 | 5545 | Yes |  |  |  | 0 | 0.2 | 0.2
8 | 20 | 1 | 5546 | Yes |  |  |  | 0 | 0.2 | 0.2
8 | 20 | 2 | 5547 | Yes |  |  |  | 0 | 0.2 | 0.2
8 | 20 | 3 | 5548 | Yes |  |  |  | 0 | 0.2 | 0.2
8 | 20 | 4 | 5549 | Yes |  |  |  | 0 | 0.3 | 0.3
8 | 20 | 5 | 5550 | Yes |  |  |  | 0 | 0.45 | 0.45
8 | 20 | 6 | 5551 | Yes |  |  |  | 0 | 0.58 | 0.58
8 | 20 | 7 | 5552 | Yes |  |  |  | 0 | 0.7 | 0.7
8 | 20 | 8 | 5553 | Yes |  |  |  | 0 | 0.85 | 0.85
8 | 20 | 9 | 5554 | Yes |  |  |  | 0 | 1.03 | 1.03
8 | 20 | 10 | 5555 | Yes |  |  |  | 0 | 0.99 | 0.99
8 | 20 | 11 | 5556 | Yes |  |  |  | 0 | 0.92 | 0.92
8 | 20 | 12 | 5557 | Yes |  |  |  | 0 | 0.95 | 0.95
8 | 20 | 13 | 5558 | Yes |  |  |  | 0 | 1 | 1
8 | 20 | 14 | 5559 | Yes |  |  |  | 0 | 1.02 | 1.02
8 | 20 | 15 | 5560 | Yes |  |  |  | 0 | 1.03 | 1.03
8 | 20 | 16 | 5561 | Yes |  |  |  | 0 | 1.05 | 1.05
8 | 20 | 17 | 5562 | Yes |  |  |  | 0 | 0.85 | 0.85
8 | 20 | 18 | 5563 | Yes |  |  |  | 0 | 0.7 | 0.7
8 | 20 | 19 | 5564 | Yes |  |  |  | 0 | 0.55 | 0.55
8 | 20 | 20 | 5565 | Yes |  |  |  | 0 | 0.35 | 0.35
8 | 20 | 21 | 5566 | Yes |  |  |  | 0 | 0.2 | 0.2
8 | 20 | 22 | 5567 | Yes |  |  |  | 0 | 0.2 | 0.2
8 | 20 | 23 | 5568 | Yes |  |  |  | 0 | 0.2 | 0.2
8 | 21 | 0 | 5569 | Saturday |  |  |  | 0 | 0.2 | 0.2
8 | 21 | 1 | 5570 | Saturday |  |  |  | 0 | 0.2 | 0.2
8 | 21 | 2 | 5571 | Saturday |  |  |  | 0 | 0.2 | 0.2
8 | 21 | 3 | 5572 | Saturday |  |  |  | 0 | 0.2 | 0.2
8 | 21 | 4 | 5573 | Saturday |  |  |  | 0 | 0.3 | 0.3
8 | 21 | 5 | 5574 | Saturday |  |  |  | 0 | 0.45 | 0.45
8 | 21 | 6 | 5575 | Saturday |  |  |  | 0 | 0.58 | 0.58
8 | 21 | 7 | 5576 | Saturday |  |  |  | 0 | 0.7 | 0.7
8 | 21 | 8 | 5577 | Saturday |  |  |  | 0 | 0.85 | 0.85
8 | 21 | 9 | 5578 | Saturday |  |  |  | 0 | 1.03 | 1.03
8 | 21 | 10 | 5579 | Saturday |  |  |  | 0 | 0.99 | 0.99
8 | 21 | 11 | 5580 | Saturday |  |  |  | 0 | 0.92 | 0.92
8 | 21 | 12 | 5581 | Saturday |  |  |  | 0 | 0.95 | 0.95
8 | 21 | 13 | 5582 | Saturday |  |  |  | 0 | 1 | 1
8 | 21 | 14 | 5583 | Saturday |  |  |  | 0 | 1.02 | 1.02
8 | 21 | 15 | 5584 | Saturday |  |  |  | 0 | 1.03 | 1.03
8 | 21 | 16 | 5585 | Saturday |  |  |  | 0 | 1.05 | 1.05
8 | 21 | 17 | 5586 | Saturday |  |  |  | 0 | 0.85 | 0.85
8 | 21 | 18 | 5587 | Saturday |  |  |  | 0 | 0.7 | 0.7
8 | 21 | 19 | 5588 | Saturday |  |  |  | 0 | 0.55 | 0.55
8 | 21 | 20 | 5589 | Saturday |  |  |  | 0 | 0.35 | 0.35
8 | 21 | 21 | 5590 | Saturday |  |  |  | 0 | 0.2 | 0.2
8 | 21 | 22 | 5591 | Saturday |  |  |  | 0 | 0.2 | 0.2
8 | 21 | 23 | 5592 | Saturday |  |  |  | 0 | 0.2 | 0.2
8 | 22 | 0 | 5593 | Sunday |  |  |  | 0 | 0.2 | 0.2
8 | 22 | 1 | 5594 | Sunday |  |  |  | 0 | 0.2 | 0.2
8 | 22 | 2 | 5595 | Sunday |  |  |  | 0 | 0.2 | 0.2
8 | 22 | 3 | 5596 | Sunday |  |  |  | 0 | 0.2 | 0.2
8 | 22 | 4 | 5597 | Sunday |  |  |  | 0 | 0.3 | 0.3
8 | 22 | 5 | 5598 | Sunday |  |  |  | 0 | 0.45 | 0.45
8 | 22 | 6 | 5599 | Sunday |  |  |  | 0 | 0.58 | 0.58
8 | 22 | 7 | 5600 | Sunday |  |  |  | 0 | 0.7 | 0.7
8 | 22 | 8 | 5601 | Sunday |  |  |  | 0 | 0.85 | 0.85
8 | 22 | 9 | 5602 | Sunday |  |  |  | 0 | 1.03 | 1.03
8 | 22 | 10 | 5603 | Sunday |  |  |  | 0 | 0.99 | 0.99
8 | 22 | 11 | 5604 | Sunday |  |  |  | 0 | 0.92 | 0.92
8 | 22 | 12 | 5605 | Sunday |  |  |  | 0 | 0.95 | 0.95
8 | 22 | 13 | 5606 | Sunday |  |  |  | 0 | 1 | 1
8 | 22 | 14 | 5607 | Sunday |  |  |  | 0 | 1.02 | 1.02
8 | 22 | 15 | 5608 | Sunday |  |  |  | 0 | 1.03 | 1.03
8 | 22 | 16 | 5609 | Sunday |  |  |  | 0 | 1.05 | 1.05
8 | 22 | 17 | 5610 | Sunday |  |  |  | 0 | 0.85 | 0.85
8 | 22 | 18 | 5611 | Sunday |  |  |  | 0 | 0.7 | 0.7
8 | 22 | 19 | 5612 | Sunday |  |  |  | 0 | 0.55 | 0.55
8 | 22 | 20 | 5613 | Sunday |  |  |  | 0 | 0.35 | 0.35
8 | 22 | 21 | 5614 | Sunday |  |  |  | 0 | 0.2 | 0.2
8 | 22 | 22 | 5615 | Sunday |  |  |  | 0 | 0.2 | 0.2
8 | 22 | 23 | 5616 | Sunday |  |  |  | 0 | 0.2 | 0.2
8 | 23 | 0 | 5617 | Yes |  |  |  | 0 | 0.2 | 0.2
8 | 23 | 1 | 5618 | Yes |  |  |  | 0 | 0.2 | 0.2
8 | 23 | 2 | 5619 | Yes |  |  |  | 0 | 0.2 | 0.2
8 | 23 | 3 | 5620 | Yes |  |  |  | 0 | 0.2 | 0.2
8 | 23 | 4 | 5621 | Yes |  |  |  | 0 | 0.3 | 0.3
8 | 23 | 5 | 5622 | Yes |  |  |  | 0 | 0.45 | 0.45
8 | 23 | 6 | 5623 | Yes |  |  |  | 0 | 0.58 | 0.58
8 | 23 | 7 | 5624 | Yes |  |  |  | 0 | 0.7 | 0.7
8 | 23 | 8 | 5625 | Yes |  |  |  | 0 | 0.85 | 0.85
8 | 23 | 9 | 5626 | Yes |  |  |  | 0 | 1.03 | 1.03
8 | 23 | 10 | 5627 | Yes |  |  |  | 0 | 0.99 | 0.99
8 | 23 | 11 | 5628 | Yes |  |  |  | 0 | 0.92 | 0.92
8 | 23 | 12 | 5629 | Yes |  |  |  | 0 | 0.95 | 0.95
8 | 23 | 13 | 5630 | Yes |  |  |  | 0 | 1 | 1
8 | 23 | 14 | 5631 | Yes |  |  |  | 0 | 1.02 | 1.02
8 | 23 | 15 | 5632 | Yes |  |  |  | 0 | 1.03 | 1.03
8 | 23 | 16 | 5633 | Yes |  |  |  | 0 | 1.05 | 1.05
8 | 23 | 17 | 5634 | Yes |  |  |  | 0 | 0.85 | 0.85
8 | 23 | 18 | 5635 | Yes |  |  |  | 0 | 0.7 | 0.7
8 | 23 | 19 | 5636 | Yes |  |  |  | 0 | 0.55 | 0.55
8 | 23 | 20 | 5637 | Yes |  |  |  | 0 | 0.35 | 0.35
8 | 23 | 21 | 5638 | Yes |  |  |  | 0 | 0.2 | 0.2
8 | 23 | 22 | 5639 | Yes |  |  |  | 0 | 0.2 | 0.2
8 | 23 | 23 | 5640 | Yes |  |  |  | 0 | 0.2 | 0.2
8 | 24 | 0 | 5641 | Yes |  |  |  | 0 | 0.2 | 0.2
8 | 24 | 1 | 5642 | Yes |  |  |  | 0 | 0.2 | 0.2
8 | 24 | 2 | 5643 | Yes |  |  |  | 0 | 0.2 | 0.2
8 | 24 | 3 | 5644 | Yes |  |  |  | 0 | 0.2 | 0.2
8 | 24 | 4 | 5645 | Yes |  |  |  | 0 | 0.3 | 0.3
8 | 24 | 5 | 5646 | Yes |  |  |  | 0 | 0.45 | 0.45
8 | 24 | 6 | 5647 | Yes |  |  |  | 0 | 0.58 | 0.58
8 | 24 | 7 | 5648 | Yes |  |  |  | 0 | 0.7 | 0.7
8 | 24 | 8 | 5649 | Yes |  |  |  | 0 | 0.85 | 0.85
8 | 24 | 9 | 5650 | Yes |  |  |  | 0 | 1.03 | 1.03
8 | 24 | 10 | 5651 | Yes |  |  |  | 0 | 0.99 | 0.99
8 | 24 | 11 | 5652 | Yes |  |  |  | 0 | 0.92 | 0.92
8 | 24 | 12 | 5653 | Yes |  |  |  | 0 | 0.95 | 0.95
8 | 24 | 13 | 5654 | Yes |  |  |  | 0 | 1 | 1
8 | 24 | 14 | 5655 | Yes |  |  |  | 0 | 1.02 | 1.02
8 | 24 | 15 | 5656 | Yes |  |  |  | 0 | 1.03 | 1.03
8 | 24 | 16 | 5657 | Yes |  |  |  | 0 | 1.05 | 1.05
8 | 24 | 17 | 5658 | Yes |  |  |  | 0 | 0.85 | 0.85
8 | 24 | 18 | 5659 | Yes |  |  |  | 0 | 0.7 | 0.7
8 | 24 | 19 | 5660 | Yes |  |  |  | 0 | 0.55 | 0.55
8 | 24 | 20 | 5661 | Yes |  |  |  | 0 | 0.35 | 0.35
8 | 24 | 21 | 5662 | Yes |  |  |  | 0 | 0.2 | 0.2
8 | 24 | 22 | 5663 | Yes |  |  |  | 0 | 0.2 | 0.2
8 | 24 | 23 | 5664 | Yes |  |  |  | 0 | 0.2 | 0.2
8 | 25 | 0 | 5665 | Yes |  |  |  | 0 | 0.2 | 0.2
8 | 25 | 1 | 5666 | Yes |  |  |  | 0 | 0.2 | 0.2
8 | 25 | 2 | 5667 | Yes |  |  |  | 0 | 0.2 | 0.2
8 | 25 | 3 | 5668 | Yes |  |  |  | 0 | 0.2 | 0.2
8 | 25 | 4 | 5669 | Yes |  |  |  | 0 | 0.3 | 0.3
8 | 25 | 5 | 5670 | Yes |  |  |  | 0 | 0.45 | 0.45
8 | 25 | 6 | 5671 | Yes |  |  |  | 0 | 0.58 | 0.58
8 | 25 | 7 | 5672 | Yes |  |  |  | 0 | 0.7 | 0.7
8 | 25 | 8 | 5673 | Yes |  |  |  | 0 | 0.85 | 0.85
8 | 25 | 9 | 5674 | Yes |  |  |  | 0 | 1.03 | 1.03
8 | 25 | 10 | 5675 | Yes |  |  |  | 0 | 0.99 | 0.99
8 | 25 | 11 | 5676 | Yes |  |  |  | 0 | 0.92 | 0.92
8 | 25 | 12 | 5677 | Yes |  |  |  | 0 | 0.95 | 0.95
8 | 25 | 13 | 5678 | Yes |  |  |  | 0 | 1 | 1
8 | 25 | 14 | 5679 | Yes |  |  |  | 0 | 1.02 | 1.02
8 | 25 | 15 | 5680 | Yes |  |  |  | 0 | 1.03 | 1.03
8 | 25 | 16 | 5681 | Yes |  |  |  | 0 | 1.05 | 1.05
8 | 25 | 17 | 5682 | Yes |  |  |  | 0 | 0.85 | 0.85
8 | 25 | 18 | 5683 | Yes |  |  |  | 0 | 0.7 | 0.7
8 | 25 | 19 | 5684 | Yes |  |  |  | 0 | 0.55 | 0.55
8 | 25 | 20 | 5685 | Yes |  |  |  | 0 | 0.35 | 0.35
8 | 25 | 21 | 5686 | Yes |  |  |  | 0 | 0.2 | 0.2
8 | 25 | 22 | 5687 | Yes |  |  |  | 0 | 0.2 | 0.2
8 | 25 | 23 | 5688 | Yes |  |  |  | 0 | 0.2 | 0.2
8 | 26 | 0 | 5689 | Yes |  |  |  | 0 | 0.2 | 0.2
8 | 26 | 1 | 5690 | Yes |  |  |  | 0 | 0.2 | 0.2
8 | 26 | 2 | 5691 | Yes |  |  |  | 0 | 0.2 | 0.2
8 | 26 | 3 | 5692 | Yes |  |  |  | 0 | 0.2 | 0.2
8 | 26 | 4 | 5693 | Yes |  |  |  | 0 | 0.3 | 0.3
8 | 26 | 5 | 5694 | Yes |  |  |  | 0 | 0.45 | 0.45
8 | 26 | 6 | 5695 | Yes |  |  |  | 0 | 0.58 | 0.58
8 | 26 | 7 | 5696 | Yes |  |  |  | 0 | 0.7 | 0.7
8 | 26 | 8 | 5697 | Yes |  |  |  | 0 | 0.85 | 0.85
8 | 26 | 9 | 5698 | Yes |  |  |  | 0 | 1.03 | 1.03
8 | 26 | 10 | 5699 | Yes |  |  |  | 0 | 0.99 | 0.99
8 | 26 | 11 | 5700 | Yes |  |  |  | 0 | 0.92 | 0.92
8 | 26 | 12 | 5701 | Yes |  |  |  | 0 | 0.95 | 0.95
8 | 26 | 13 | 5702 | Yes |  |  |  | 0 | 1 | 1
8 | 26 | 14 | 5703 | Yes |  |  |  | 0 | 1.02 | 1.02
8 | 26 | 15 | 5704 | Yes |  |  |  | 0 | 1.03 | 1.03
8 | 26 | 16 | 5705 | Yes |  |  |  | 0 | 1.05 | 1.05
8 | 26 | 17 | 5706 | Yes |  |  |  | 0 | 0.85 | 0.85
8 | 26 | 18 | 5707 | Yes |  |  |  | 0 | 0.7 | 0.7
8 | 26 | 19 | 5708 | Yes |  |  |  | 0 | 0.55 | 0.55
8 | 26 | 20 | 5709 | Yes |  |  |  | 0 | 0.35 | 0.35
8 | 26 | 21 | 5710 | Yes |  |  |  | 0 | 0.2 | 0.2
8 | 26 | 22 | 5711 | Yes |  |  |  | 0 | 0.2 | 0.2
8 | 26 | 23 | 5712 | Yes |  |  |  | 0 | 0.2 | 0.2
8 | 27 | 0 | 5713 | Yes |  |  |  | 0 | 0.2 | 0.2
8 | 27 | 1 | 5714 | Yes |  |  |  | 0 | 0.2 | 0.2
8 | 27 | 2 | 5715 | Yes |  |  |  | 0 | 0.2 | 0.2
8 | 27 | 3 | 5716 | Yes |  |  |  | 0 | 0.2 | 0.2
8 | 27 | 4 | 5717 | Yes |  |  |  | 0 | 0.3 | 0.3
8 | 27 | 5 | 5718 | Yes |  |  |  | 0 | 0.45 | 0.45
8 | 27 | 6 | 5719 | Yes |  |  |  | 0 | 0.58 | 0.58
8 | 27 | 7 | 5720 | Yes |  |  |  | 0 | 0.7 | 0.7
8 | 27 | 8 | 5721 | Yes |  |  |  | 0 | 0.85 | 0.85
8 | 27 | 9 | 5722 | Yes |  |  |  | 0 | 1.03 | 1.03
8 | 27 | 10 | 5723 | Yes |  |  |  | 0 | 0.99 | 0.99
8 | 27 | 11 | 5724 | Yes |  |  |  | 0 | 0.92 | 0.92
8 | 27 | 12 | 5725 | Yes |  |  |  | 0 | 0.95 | 0.95
8 | 27 | 13 | 5726 | Yes |  |  |  | 0 | 1 | 1
8 | 27 | 14 | 5727 | Yes |  |  |  | 0 | 1.02 | 1.02
8 | 27 | 15 | 5728 | Yes |  |  |  | 0 | 1.03 | 1.03
8 | 27 | 16 | 5729 | Yes |  |  |  | 0 | 1.05 | 1.05
8 | 27 | 17 | 5730 | Yes |  |  |  | 0 | 0.85 | 0.85
8 | 27 | 18 | 5731 | Yes |  |  |  | 0 | 0.7 | 0.7
8 | 27 | 19 | 5732 | Yes |  |  |  | 0 | 0.55 | 0.55
8 | 27 | 20 | 5733 | Yes |  |  |  | 0 | 0.35 | 0.35
8 | 27 | 21 | 5734 | Yes |  |  |  | 0 | 0.2 | 0.2
8 | 27 | 22 | 5735 | Yes |  |  |  | 0 | 0.2 | 0.2
8 | 27 | 23 | 5736 | Yes |  |  |  | 0 | 0.2 | 0.2
8 | 28 | 0 | 5737 | Saturday |  |  |  | 0 | 0.2 | 0.2
8 | 28 | 1 | 5738 | Saturday |  |  |  | 0 | 0.2 | 0.2
8 | 28 | 2 | 5739 | Saturday |  |  |  | 0 | 0.2 | 0.2
8 | 28 | 3 | 5740 | Saturday |  |  |  | 0 | 0.2 | 0.2
8 | 28 | 4 | 5741 | Saturday |  |  |  | 0 | 0.3 | 0.3
8 | 28 | 5 | 5742 | Saturday |  |  |  | 0 | 0.45 | 0.45
8 | 28 | 6 | 5743 | Saturday |  |  |  | 0 | 0.58 | 0.58
8 | 28 | 7 | 5744 | Saturday |  |  |  | 0 | 0.7 | 0.7
8 | 28 | 8 | 5745 | Saturday |  |  |  | 0 | 0.85 | 0.85
8 | 28 | 9 | 5746 | Saturday |  |  |  | 0 | 1.03 | 1.03
8 | 28 | 10 | 5747 | Saturday |  |  |  | 0 | 0.99 | 0.99
8 | 28 | 11 | 5748 | Saturday |  |  |  | 0 | 0.92 | 0.92
8 | 28 | 12 | 5749 | Saturday |  |  |  | 0 | 0.95 | 0.95
8 | 28 | 13 | 5750 | Saturday |  |  |  | 0 | 1 | 1
8 | 28 | 14 | 5751 | Saturday |  |  |  | 0 | 1.02 | 1.02
8 | 28 | 15 | 5752 | Saturday |  |  |  | 0 | 1.03 | 1.03
8 | 28 | 16 | 5753 | Saturday |  |  |  | 0 | 1.05 | 1.05
8 | 28 | 17 | 5754 | Saturday |  |  |  | 0 | 0.85 | 0.85
8 | 28 | 18 | 5755 | Saturday |  |  |  | 0 | 0.7 | 0.7
8 | 28 | 19 | 5756 | Saturday |  |  |  | 0 | 0.55 | 0.55
8 | 28 | 20 | 5757 | Saturday |  |  |  | 0 | 0.35 | 0.35
8 | 28 | 21 | 5758 | Saturday |  |  |  | 0 | 0.2 | 0.2
8 | 28 | 22 | 5759 | Saturday |  |  |  | 0 | 0.2 | 0.2
8 | 28 | 23 | 5760 | Saturday |  |  |  | 0 | 0.2 | 0.2
8 | 29 | 0 | 5761 | Sunday |  |  |  | 0 | 0.2 | 0.2
8 | 29 | 1 | 5762 | Sunday |  |  |  | 0 | 0.2 | 0.2
8 | 29 | 2 | 5763 | Sunday |  |  |  | 0 | 0.2 | 0.2
8 | 29 | 3 | 5764 | Sunday |  |  |  | 0 | 0.2 | 0.2
8 | 29 | 4 | 5765 | Sunday |  |  |  | 0 | 0.3 | 0.3
8 | 29 | 5 | 5766 | Sunday |  |  |  | 0 | 0.45 | 0.45
8 | 29 | 6 | 5767 | Sunday |  |  |  | 0 | 0.58 | 0.58
8 | 29 | 7 | 5768 | Sunday |  |  |  | 0 | 0.7 | 0.7
8 | 29 | 8 | 5769 | Sunday |  |  |  | 0 | 0.85 | 0.85
8 | 29 | 9 | 5770 | Sunday |  |  |  | 0 | 1.03 | 1.03
8 | 29 | 10 | 5771 | Sunday |  |  |  | 0 | 0.99 | 0.99
8 | 29 | 11 | 5772 | Sunday |  |  |  | 0 | 0.92 | 0.92
8 | 29 | 12 | 5773 | Sunday |  |  |  | 0 | 0.95 | 0.95
8 | 29 | 13 | 5774 | Sunday |  |  |  | 0 | 1 | 1
8 | 29 | 14 | 5775 | Sunday |  |  |  | 0 | 1.02 | 1.02
8 | 29 | 15 | 5776 | Sunday |  |  |  | 0 | 1.03 | 1.03
8 | 29 | 16 | 5777 | Sunday |  |  |  | 0 | 1.05 | 1.05
8 | 29 | 17 | 5778 | Sunday |  |  |  | 0 | 0.85 | 0.85
8 | 29 | 18 | 5779 | Sunday |  |  |  | 0 | 0.7 | 0.7
8 | 29 | 19 | 5780 | Sunday |  |  |  | 0 | 0.55 | 0.55
8 | 29 | 20 | 5781 | Sunday |  |  |  | 0 | 0.35 | 0.35
8 | 29 | 21 | 5782 | Sunday |  |  |  | 0 | 0.2 | 0.2
8 | 29 | 22 | 5783 | Sunday |  |  |  | 0 | 0.2 | 0.2
8 | 29 | 23 | 5784 | Sunday |  |  |  | 0 | 0.2 | 0.2
8 | 30 | 0 | 5785 | Yes |  |  |  | 0 | 0.2 | 0.2
8 | 30 | 1 | 5786 | Yes |  |  |  | 0 | 0.2 | 0.2
8 | 30 | 2 | 5787 | Yes |  |  |  | 0 | 0.2 | 0.2
8 | 30 | 3 | 5788 | Yes |  |  |  | 0 | 0.2 | 0.2
8 | 30 | 4 | 5789 | Yes |  |  |  | 0 | 0.3 | 0.3
8 | 30 | 5 | 5790 | Yes |  |  |  | 0 | 0.45 | 0.45
8 | 30 | 6 | 5791 | Yes |  |  |  | 0 | 0.58 | 0.58
8 | 30 | 7 | 5792 | Yes |  |  |  | 0 | 0.7 | 0.7
8 | 30 | 8 | 5793 | Yes |  |  |  | 0 | 0.85 | 0.85
8 | 30 | 9 | 5794 | Yes |  |  |  | 0 | 1.03 | 1.03
8 | 30 | 10 | 5795 | Yes |  |  |  | 0 | 0.99 | 0.99
8 | 30 | 11 | 5796 | Yes |  |  |  | 0 | 0.92 | 0.92
8 | 30 | 12 | 5797 | Yes |  |  |  | 0 | 0.95 | 0.95
8 | 30 | 13 | 5798 | Yes |  |  |  | 0 | 1 | 1
8 | 30 | 14 | 5799 | Yes |  |  |  | 0 | 1.02 | 1.02
8 | 30 | 15 | 5800 | Yes |  |  |  | 0 | 1.03 | 1.03
8 | 30 | 16 | 5801 | Yes |  |  |  | 0 | 1.05 | 1.05
8 | 30 | 17 | 5802 | Yes |  |  |  | 0 | 0.85 | 0.85
8 | 30 | 18 | 5803 | Yes |  |  |  | 0 | 0.7 | 0.7
8 | 30 | 19 | 5804 | Yes |  |  |  | 0 | 0.55 | 0.55
8 | 30 | 20 | 5805 | Yes |  |  |  | 0 | 0.35 | 0.35
8 | 30 | 21 | 5806 | Yes |  |  |  | 0 | 0.2 | 0.2
8 | 30 | 22 | 5807 | Yes |  |  |  | 0 | 0.2 | 0.2
8 | 30 | 23 | 5808 | Yes |  |  |  | 0 | 0.2 | 0.2
8 | 31 | 0 | 5809 | Yes |  |  |  | 0 | 0.2 | 0.2
8 | 31 | 1 | 5810 | Yes |  |  |  | 0 | 0.2 | 0.2
8 | 31 | 2 | 5811 | Yes |  |  |  | 0 | 0.2 | 0.2
8 | 31 | 3 | 5812 | Yes |  |  |  | 0 | 0.2 | 0.2
8 | 31 | 4 | 5813 | Yes |  |  |  | 0 | 0.3 | 0.3
8 | 31 | 5 | 5814 | Yes |  |  |  | 0 | 0.45 | 0.45
8 | 31 | 6 | 5815 | Yes |  |  |  | 0 | 0.58 | 0.58
8 | 31 | 7 | 5816 | Yes |  |  |  | 0 | 0.7 | 0.7
8 | 31 | 8 | 5817 | Yes |  |  |  | 0 | 0.85 | 0.85
8 | 31 | 9 | 5818 | Yes |  |  |  | 0 | 1.03 | 1.03
8 | 31 | 10 | 5819 | Yes |  |  |  | 0 | 0.99 | 0.99
8 | 31 | 11 | 5820 | Yes |  |  |  | 0 | 0.92 | 0.92
8 | 31 | 12 | 5821 | Yes |  |  |  | 0 | 0.95 | 0.95
8 | 31 | 13 | 5822 | Yes |  |  |  | 0 | 1 | 1
8 | 31 | 14 | 5823 | Yes |  |  |  | 0 | 1.02 | 1.02
8 | 31 | 15 | 5824 | Yes |  |  |  | 0 | 1.03 | 1.03
8 | 31 | 16 | 5825 | Yes |  |  |  | 0 | 1.05 | 1.05
8 | 31 | 17 | 5826 | Yes |  |  |  | 0 | 0.85 | 0.85
8 | 31 | 18 | 5827 | Yes |  |  |  | 0 | 0.7 | 0.7
8 | 31 | 19 | 5828 | Yes |  |  |  | 0 | 0.55 | 0.55
8 | 31 | 20 | 5829 | Yes |  |  |  | 0 | 0.35 | 0.35
8 | 31 | 21 | 5830 | Yes |  |  |  | 0 | 0.2 | 0.2
8 | 31 | 22 | 5831 | Yes |  |  |  | 0 | 0.2 | 0.2
8 | 31 | 23 | 5832 | Yes |  |  |  | 0 | 0.2 | 0.2
9 | 1 | 0 | 5833 | Sunday |  |  |  | 0 | 0.2 | 0.2
9 | 1 | 1 | 5834 | Sunday |  |  |  | 0 | 0.2 | 0.2
9 | 1 | 2 | 5835 | Sunday |  |  |  | 0 | 0.2 | 0.2
9 | 1 | 3 | 5836 | Sunday |  |  |  | 0 | 0.2 | 0.2
9 | 1 | 4 | 5837 | Sunday |  |  |  | 0 | 0.3 | 0.3
9 | 1 | 5 | 5838 | Sunday |  |  |  | 0 | 0.45 | 0.45
9 | 1 | 6 | 5839 | Sunday |  |  |  | 0 | 0.58 | 0.58
9 | 1 | 7 | 5840 | Sunday |  |  |  | 0 | 0.7 | 0.7
9 | 1 | 8 | 5841 | Sunday |  |  |  | 0 | 0.85 | 0.85
9 | 1 | 9 | 5842 | Sunday |  |  |  | 0 | 1.03 | 1.03
9 | 1 | 10 | 5843 | Sunday |  |  |  | 0 | 0.99 | 0.99
9 | 1 | 11 | 5844 | Sunday |  |  |  | 0 | 0.92 | 0.92
9 | 1 | 12 | 5845 | Sunday |  |  |  | 0 | 0.95 | 0.95
9 | 1 | 13 | 5846 | Sunday |  |  |  | 0 | 1 | 1
9 | 1 | 14 | 5847 | Sunday |  |  |  | 0 | 1.02 | 1.02
9 | 1 | 15 | 5848 | Sunday |  |  |  | 0 | 1.03 | 1.03
9 | 1 | 16 | 5849 | Sunday |  |  |  | 0 | 1.05 | 1.05
9 | 1 | 17 | 5850 | Sunday |  |  |  | 0 | 0.85 | 0.85
9 | 1 | 18 | 5851 | Sunday |  |  |  | 0 | 0.7 | 0.7
9 | 1 | 19 | 5852 | Sunday |  |  |  | 0 | 0.55 | 0.55
9 | 1 | 20 | 5853 | Sunday |  |  |  | 0 | 0.35 | 0.35
9 | 1 | 21 | 5854 | Sunday |  |  |  | 0 | 0.2 | 0.2
9 | 1 | 22 | 5855 | Sunday |  |  |  | 0 | 0.2 | 0.2
9 | 1 | 23 | 5856 | Sunday |  |  |  | 0 | 0.2 | 0.2
9 | 2 | 0 | 5857 | Yes |  |  |  | 0 | 0.2 | 0.2
9 | 2 | 1 | 5858 | Yes |  |  |  | 0 | 0.2 | 0.2
9 | 2 | 2 | 5859 | Yes |  |  |  | 0 | 0.2 | 0.2
9 | 2 | 3 | 5860 | Yes |  |  |  | 0 | 0.2 | 0.2
9 | 2 | 4 | 5861 | Yes |  |  |  | 0 | 0.3 | 0.3
9 | 2 | 5 | 5862 | Yes |  |  |  | 0 | 0.45 | 0.45
9 | 2 | 6 | 5863 | Yes |  |  |  | 0 | 0.58 | 0.58
9 | 2 | 7 | 5864 | Yes |  |  |  | 0 | 0.7 | 0.7
9 | 2 | 8 | 5865 | Yes |  |  |  | 0 | 0.85 | 0.85
9 | 2 | 9 | 5866 | Yes |  |  |  | 0 | 1.03 | 1.03
9 | 2 | 10 | 5867 | Yes |  |  |  | 0 | 0.99 | 0.99
9 | 2 | 11 | 5868 | Yes |  |  |  | 0 | 0.92 | 0.92
9 | 2 | 12 | 5869 | Yes |  |  |  | 0 | 0.95 | 0.95
9 | 2 | 13 | 5870 | Yes |  |  |  | 0 | 1 | 1
9 | 2 | 14 | 5871 | Yes |  |  |  | 0 | 1.02 | 1.02
9 | 2 | 15 | 5872 | Yes |  |  |  | 0 | 1.03 | 1.03
9 | 2 | 16 | 5873 | Yes |  |  |  | 0 | 1.05 | 1.05
9 | 2 | 17 | 5874 | Yes |  |  |  | 0 | 0.85 | 0.85
9 | 2 | 18 | 5875 | Yes |  |  |  | 0 | 0.7 | 0.7
9 | 2 | 19 | 5876 | Yes |  |  |  | 0 | 0.55 | 0.55
9 | 2 | 20 | 5877 | Yes |  |  |  | 0 | 0.35 | 0.35
9 | 2 | 21 | 5878 | Yes |  |  |  | 0 | 0.2 | 0.2
9 | 2 | 22 | 5879 | Yes |  |  |  | 0 | 0.2 | 0.2
9 | 2 | 23 | 5880 | Yes |  |  |  | 0 | 0.2 | 0.2
9 | 3 | 0 | 5881 | Yes |  |  |  | 0 | 0.2 | 0.2
9 | 3 | 1 | 5882 | Yes |  |  |  | 0 | 0.2 | 0.2
9 | 3 | 2 | 5883 | Yes |  |  |  | 0 | 0.2 | 0.2
9 | 3 | 3 | 5884 | Yes |  |  |  | 0 | 0.2 | 0.2
9 | 3 | 4 | 5885 | Yes |  |  |  | 0 | 0.3 | 0.3
9 | 3 | 5 | 5886 | Yes |  |  |  | 0 | 0.45 | 0.45
9 | 3 | 6 | 5887 | Yes |  |  |  | 0 | 0.58 | 0.58
9 | 3 | 7 | 5888 | Yes |  |  |  | 0 | 0.7 | 0.7
9 | 3 | 8 | 5889 | Yes |  |  |  | 0 | 0.85 | 0.85
9 | 3 | 9 | 5890 | Yes |  |  |  | 0 | 1.03 | 1.03
9 | 3 | 10 | 5891 | Yes |  |  |  | 0 | 0.99 | 0.99
9 | 3 | 11 | 5892 | Yes |  |  |  | 0 | 0.92 | 0.92
9 | 3 | 12 | 5893 | Yes |  |  |  | 0 | 0.95 | 0.95
9 | 3 | 13 | 5894 | Yes |  |  |  | 0 | 1 | 1
9 | 3 | 14 | 5895 | Yes |  |  |  | 0 | 1.02 | 1.02
9 | 3 | 15 | 5896 | Yes |  |  |  | 0 | 1.03 | 1.03
9 | 3 | 16 | 5897 | Yes |  |  |  | 0 | 1.05 | 1.05
9 | 3 | 17 | 5898 | Yes |  |  |  | 0 | 0.85 | 0.85
9 | 3 | 18 | 5899 | Yes |  |  |  | 0 | 0.7 | 0.7
9 | 3 | 19 | 5900 | Yes |  |  |  | 0 | 0.55 | 0.55
9 | 3 | 20 | 5901 | Yes |  |  |  | 0 | 0.35 | 0.35
9 | 3 | 21 | 5902 | Yes |  |  |  | 0 | 0.2 | 0.2
9 | 3 | 22 | 5903 | Yes |  |  |  | 0 | 0.2 | 0.2
9 | 3 | 23 | 5904 | Yes |  |  |  | 0 | 0.2 | 0.2
9 | 4 | 0 | 5905 | Yes |  |  |  | 0 | 0.2 | 0.2
9 | 4 | 1 | 5906 | Yes |  |  |  | 0 | 0.2 | 0.2
9 | 4 | 2 | 5907 | Yes |  |  |  | 0 | 0.2 | 0.2
9 | 4 | 3 | 5908 | Yes |  |  |  | 0 | 0.2 | 0.2
9 | 4 | 4 | 5909 | Yes |  |  |  | 0 | 0.3 | 0.3
9 | 4 | 5 | 5910 | Yes |  |  |  | 0 | 0.45 | 0.45
9 | 4 | 6 | 5911 | Yes |  |  |  | 0 | 0.58 | 0.58
9 | 4 | 7 | 5912 | Yes |  |  |  | 0 | 0.7 | 0.7
9 | 4 | 8 | 5913 | Yes |  |  |  | 0 | 0.85 | 0.85
9 | 4 | 9 | 5914 | Yes |  |  |  | 0 | 1.03 | 1.03
9 | 4 | 10 | 5915 | Yes |  |  |  | 0 | 0.99 | 0.99
9 | 4 | 11 | 5916 | Yes |  |  |  | 0 | 0.92 | 0.92
9 | 4 | 12 | 5917 | Yes |  |  |  | 0 | 0.95 | 0.95
9 | 4 | 13 | 5918 | Yes |  |  |  | 0 | 1 | 1
9 | 4 | 14 | 5919 | Yes |  |  |  | 0 | 1.02 | 1.02
9 | 4 | 15 | 5920 | Yes |  |  |  | 0 | 1.03 | 1.03
9 | 4 | 16 | 5921 | Yes |  |  |  | 0 | 1.05 | 1.05
9 | 4 | 17 | 5922 | Yes |  |  |  | 0 | 0.85 | 0.85
9 | 4 | 18 | 5923 | Yes |  |  |  | 0 | 0.7 | 0.7
9 | 4 | 19 | 5924 | Yes |  |  |  | 0 | 0.55 | 0.55
9 | 4 | 20 | 5925 | Yes |  |  |  | 0 | 0.35 | 0.35
9 | 4 | 21 | 5926 | Yes |  |  |  | 0 | 0.2 | 0.2
9 | 4 | 22 | 5927 | Yes |  |  |  | 0 | 0.2 | 0.2
9 | 4 | 23 | 5928 | Yes |  |  |  | 0 | 0.2 | 0.2
9 | 5 | 0 | 5929 | Yes |  |  |  | 0 | 0.2 | 0.2
9 | 5 | 1 | 5930 | Yes |  |  |  | 0 | 0.2 | 0.2
9 | 5 | 2 | 5931 | Yes |  |  |  | 0 | 0.2 | 0.2
9 | 5 | 3 | 5932 | Yes |  |  |  | 0 | 0.2 | 0.2
9 | 5 | 4 | 5933 | Yes |  |  |  | 0 | 0.3 | 0.3
9 | 5 | 5 | 5934 | Yes |  |  |  | 0 | 0.45 | 0.45
9 | 5 | 6 | 5935 | Yes |  |  |  | 0 | 0.58 | 0.58
9 | 5 | 7 | 5936 | Yes |  |  |  | 0 | 0.7 | 0.7
9 | 5 | 8 | 5937 | Yes |  |  |  | 0 | 0.85 | 0.85
9 | 5 | 9 | 5938 | Yes |  |  |  | 0 | 1.03 | 1.03
9 | 5 | 10 | 5939 | Yes |  |  |  | 0 | 0.99 | 0.99
9 | 5 | 11 | 5940 | Yes |  |  |  | 0 | 0.92 | 0.92
9 | 5 | 12 | 5941 | Yes |  |  |  | 0 | 0.95 | 0.95
9 | 5 | 13 | 5942 | Yes |  |  |  | 0 | 1 | 1
9 | 5 | 14 | 5943 | Yes |  |  |  | 0 | 1.02 | 1.02
9 | 5 | 15 | 5944 | Yes |  |  |  | 0 | 1.03 | 1.03
9 | 5 | 16 | 5945 | Yes |  |  |  | 0 | 1.05 | 1.05
9 | 5 | 17 | 5946 | Yes |  |  |  | 0 | 0.85 | 0.85
9 | 5 | 18 | 5947 | Yes |  |  |  | 0 | 0.7 | 0.7
9 | 5 | 19 | 5948 | Yes |  |  |  | 0 | 0.55 | 0.55
9 | 5 | 20 | 5949 | Yes |  |  |  | 0 | 0.35 | 0.35
9 | 5 | 21 | 5950 | Yes |  |  |  | 0 | 0.2 | 0.2
9 | 5 | 22 | 5951 | Yes |  |  |  | 0 | 0.2 | 0.2
9 | 5 | 23 | 5952 | Yes |  |  |  | 0 | 0.2 | 0.2
9 | 6 | 0 | 5953 | Yes |  |  |  | 0 | 0.2 | 0.2
9 | 6 | 1 | 5954 | Yes |  |  |  | 0 | 0.2 | 0.2
9 | 6 | 2 | 5955 | Yes |  |  |  | 0 | 0.2 | 0.2
9 | 6 | 3 | 5956 | Yes |  |  |  | 0 | 0.2 | 0.2
9 | 6 | 4 | 5957 | Yes |  |  |  | 0 | 0.3 | 0.3
9 | 6 | 5 | 5958 | Yes |  |  |  | 0 | 0.45 | 0.45
9 | 6 | 6 | 5959 | Yes |  |  |  | 0 | 0.58 | 0.58
9 | 6 | 7 | 5960 | Yes |  |  |  | 0 | 0.7 | 0.7
9 | 6 | 8 | 5961 | Yes |  |  |  | 0 | 0.85 | 0.85
9 | 6 | 9 | 5962 | Yes |  |  |  | 0 | 1.03 | 1.03
9 | 6 | 10 | 5963 | Yes |  |  |  | 0 | 0.99 | 0.99
9 | 6 | 11 | 5964 | Yes |  |  |  | 0 | 0.92 | 0.92
9 | 6 | 12 | 5965 | Yes |  |  |  | 0 | 0.95 | 0.95
9 | 6 | 13 | 5966 | Yes |  |  |  | 0 | 1 | 1
9 | 6 | 14 | 5967 | Yes |  |  |  | 0 | 1.02 | 1.02
9 | 6 | 15 | 5968 | Yes |  |  |  | 0 | 1.03 | 1.03
9 | 6 | 16 | 5969 | Yes |  |  |  | 0 | 1.05 | 1.05
9 | 6 | 17 | 5970 | Yes |  |  |  | 0 | 0.85 | 0.85
9 | 6 | 18 | 5971 | Yes |  |  |  | 0 | 0.7 | 0.7
9 | 6 | 19 | 5972 | Yes |  |  |  | 0 | 0.55 | 0.55
9 | 6 | 20 | 5973 | Yes |  |  |  | 0 | 0.35 | 0.35
9 | 6 | 21 | 5974 | Yes |  |  |  | 0 | 0.2 | 0.2
9 | 6 | 22 | 5975 | Yes |  |  |  | 0 | 0.2 | 0.2
9 | 6 | 23 | 5976 | Yes |  |  |  | 0 | 0.2 | 0.2
9 | 7 | 0 | 5977 | Saturday |  |  |  | 0 | 0.2 | 0.2
9 | 7 | 1 | 5978 | Saturday |  |  |  | 0 | 0.2 | 0.2
9 | 7 | 2 | 5979 | Saturday |  |  |  | 0 | 0.2 | 0.2
9 | 7 | 3 | 5980 | Saturday |  |  |  | 0 | 0.2 | 0.2
9 | 7 | 4 | 5981 | Saturday |  |  |  | 0 | 0.3 | 0.3
9 | 7 | 5 | 5982 | Saturday |  |  |  | 0 | 0.45 | 0.45
9 | 7 | 6 | 5983 | Saturday |  |  |  | 0 | 0.58 | 0.58
9 | 7 | 7 | 5984 | Saturday |  |  |  | 0 | 0.7 | 0.7
9 | 7 | 8 | 5985 | Saturday |  |  |  | 0 | 0.85 | 0.85
9 | 7 | 9 | 5986 | Saturday |  |  |  | 0 | 1.03 | 1.03
9 | 7 | 10 | 5987 | Saturday |  |  |  | 0 | 0.99 | 0.99
9 | 7 | 11 | 5988 | Saturday |  |  |  | 0 | 0.92 | 0.92
9 | 7 | 12 | 5989 | Saturday |  |  |  | 0 | 0.95 | 0.95
9 | 7 | 13 | 5990 | Saturday |  |  |  | 0 | 1 | 1
9 | 7 | 14 | 5991 | Saturday |  |  |  | 0 | 1.02 | 1.02
9 | 7 | 15 | 5992 | Saturday |  |  |  | 0 | 1.03 | 1.03
9 | 7 | 16 | 5993 | Saturday |  |  |  | 0 | 1.05 | 1.05
9 | 7 | 17 | 5994 | Saturday |  |  |  | 0 | 0.85 | 0.85
9 | 7 | 18 | 5995 | Saturday |  |  |  | 0 | 0.7 | 0.7
9 | 7 | 19 | 5996 | Saturday |  |  |  | 0 | 0.55 | 0.55
9 | 7 | 20 | 5997 | Saturday |  |  |  | 0 | 0.35 | 0.35
9 | 7 | 21 | 5998 | Saturday |  |  |  | 0 | 0.2 | 0.2
9 | 7 | 22 | 5999 | Saturday |  |  |  | 0 | 0.2 | 0.2
9 | 7 | 23 | 6000 | Saturday |  |  |  | 0 | 0.2 | 0.2
9 | 8 | 0 | 6001 | Sunday |  |  |  | 0 | 0.2 | 0.2
9 | 8 | 1 | 6002 | Sunday |  |  |  | 0 | 0.2 | 0.2
9 | 8 | 2 | 6003 | Sunday |  |  |  | 0 | 0.2 | 0.2
9 | 8 | 3 | 6004 | Sunday |  |  |  | 0 | 0.2 | 0.2
9 | 8 | 4 | 6005 | Sunday |  |  |  | 0 | 0.3 | 0.3
9 | 8 | 5 | 6006 | Sunday |  |  |  | 0 | 0.45 | 0.45
9 | 8 | 6 | 6007 | Sunday |  |  |  | 0 | 0.58 | 0.58
9 | 8 | 7 | 6008 | Sunday |  |  |  | 0 | 0.7 | 0.7
9 | 8 | 8 | 6009 | Sunday |  |  |  | 0 | 0.85 | 0.85
9 | 8 | 9 | 6010 | Sunday |  |  |  | 0 | 1.03 | 1.03
9 | 8 | 10 | 6011 | Sunday |  |  |  | 0 | 0.99 | 0.99
9 | 8 | 11 | 6012 | Sunday |  |  |  | 0 | 0.92 | 0.92
9 | 8 | 12 | 6013 | Sunday |  |  |  | 0 | 0.95 | 0.95
9 | 8 | 13 | 6014 | Sunday |  |  |  | 0 | 1 | 1
9 | 8 | 14 | 6015 | Sunday |  |  |  | 0 | 1.02 | 1.02
9 | 8 | 15 | 6016 | Sunday |  |  |  | 0 | 1.03 | 1.03
9 | 8 | 16 | 6017 | Sunday |  |  |  | 0 | 1.05 | 1.05
9 | 8 | 17 | 6018 | Sunday |  |  |  | 0 | 0.85 | 0.85
9 | 8 | 18 | 6019 | Sunday |  |  |  | 0 | 0.7 | 0.7
9 | 8 | 19 | 6020 | Sunday |  |  |  | 0 | 0.55 | 0.55
9 | 8 | 20 | 6021 | Sunday |  |  |  | 0 | 0.35 | 0.35
9 | 8 | 21 | 6022 | Sunday |  |  |  | 0 | 0.2 | 0.2
9 | 8 | 22 | 6023 | Sunday |  |  |  | 0 | 0.2 | 0.2
9 | 8 | 23 | 6024 | Sunday |  |  |  | 0 | 0.2 | 0.2
9 | 9 | 0 | 6025 | Yes |  |  |  | 0 | 0.2 | 0.2
9 | 9 | 1 | 6026 | Yes |  |  |  | 0 | 0.2 | 0.2
9 | 9 | 2 | 6027 | Yes |  |  |  | 0 | 0.2 | 0.2
9 | 9 | 3 | 6028 | Yes |  |  |  | 0 | 0.2 | 0.2
9 | 9 | 4 | 6029 | Yes |  |  |  | 0 | 0.3 | 0.3
9 | 9 | 5 | 6030 | Yes |  |  |  | 0 | 0.45 | 0.45
9 | 9 | 6 | 6031 | Yes |  |  |  | 0 | 0.58 | 0.58
9 | 9 | 7 | 6032 | Yes |  |  |  | 0 | 0.7 | 0.7
9 | 9 | 8 | 6033 | Yes |  |  |  | 0 | 0.85 | 0.85
9 | 9 | 9 | 6034 | Yes |  |  |  | 0 | 1.03 | 1.03
9 | 9 | 10 | 6035 | Yes |  |  |  | 0 | 0.99 | 0.99
9 | 9 | 11 | 6036 | Yes |  |  |  | 0 | 0.92 | 0.92
9 | 9 | 12 | 6037 | Yes |  |  |  | 0 | 0.95 | 0.95
9 | 9 | 13 | 6038 | Yes |  |  |  | 0 | 1 | 1
9 | 9 | 14 | 6039 | Yes |  |  |  | 0 | 1.02 | 1.02
9 | 9 | 15 | 6040 | Yes |  |  |  | 0 | 1.03 | 1.03
9 | 9 | 16 | 6041 | Yes |  |  |  | 0 | 1.05 | 1.05
9 | 9 | 17 | 6042 | Yes |  |  |  | 0 | 0.85 | 0.85
9 | 9 | 18 | 6043 | Yes |  |  |  | 0 | 0.7 | 0.7
9 | 9 | 19 | 6044 | Yes |  |  |  | 0 | 0.55 | 0.55
9 | 9 | 20 | 6045 | Yes |  |  |  | 0 | 0.35 | 0.35
9 | 9 | 21 | 6046 | Yes |  |  |  | 0 | 0.2 | 0.2
9 | 9 | 22 | 6047 | Yes |  |  |  | 0 | 0.2 | 0.2
9 | 9 | 23 | 6048 | Yes |  |  |  | 0 | 0.2 | 0.2
9 | 10 | 0 | 6049 | Yes |  |  |  | 0 | 0.2 | 0.2
9 | 10 | 1 | 6050 | Yes |  |  |  | 0 | 0.2 | 0.2
9 | 10 | 2 | 6051 | Yes |  |  |  | 0 | 0.2 | 0.2
9 | 10 | 3 | 6052 | Yes |  |  |  | 0 | 0.2 | 0.2
9 | 10 | 4 | 6053 | Yes |  |  |  | 0 | 0.3 | 0.3
9 | 10 | 5 | 6054 | Yes |  |  |  | 0 | 0.45 | 0.45
9 | 10 | 6 | 6055 | Yes |  |  |  | 0 | 0.58 | 0.58
9 | 10 | 7 | 6056 | Yes |  |  |  | 0 | 0.7 | 0.7
9 | 10 | 8 | 6057 | Yes |  |  |  | 0 | 0.85 | 0.85
9 | 10 | 9 | 6058 | Yes |  |  |  | 0 | 1.03 | 1.03
9 | 10 | 10 | 6059 | Yes |  |  |  | 0 | 0.99 | 0.99
9 | 10 | 11 | 6060 | Yes |  |  |  | 0 | 0.92 | 0.92
9 | 10 | 12 | 6061 | Yes |  |  |  | 0 | 0.95 | 0.95
9 | 10 | 13 | 6062 | Yes |  |  |  | 0 | 1 | 1
9 | 10 | 14 | 6063 | Yes |  |  |  | 0 | 1.02 | 1.02
9 | 10 | 15 | 6064 | Yes |  |  |  | 0 | 1.03 | 1.03
9 | 10 | 16 | 6065 | Yes |  |  |  | 0 | 1.05 | 1.05
9 | 10 | 17 | 6066 | Yes |  |  |  | 0 | 0.85 | 0.85
9 | 10 | 18 | 6067 | Yes |  |  |  | 0 | 0.7 | 0.7
9 | 10 | 19 | 6068 | Yes |  |  |  | 0 | 0.55 | 0.55
9 | 10 | 20 | 6069 | Yes |  |  |  | 0 | 0.35 | 0.35
9 | 10 | 21 | 6070 | Yes |  |  |  | 0 | 0.2 | 0.2
9 | 10 | 22 | 6071 | Yes |  |  |  | 0 | 0.2 | 0.2
9 | 10 | 23 | 6072 | Yes |  |  |  | 0 | 0.2 | 0.2
9 | 11 | 0 | 6073 | Yes |  |  |  | 0 | 0.2 | 0.2
9 | 11 | 1 | 6074 | Yes |  |  |  | 0 | 0.2 | 0.2
9 | 11 | 2 | 6075 | Yes |  |  |  | 0 | 0.2 | 0.2
9 | 11 | 3 | 6076 | Yes |  |  |  | 0 | 0.2 | 0.2
9 | 11 | 4 | 6077 | Yes |  |  |  | 0 | 0.3 | 0.3
9 | 11 | 5 | 6078 | Yes |  |  |  | 0 | 0.45 | 0.45
9 | 11 | 6 | 6079 | Yes |  |  |  | 0 | 0.58 | 0.58
9 | 11 | 7 | 6080 | Yes |  |  |  | 0 | 0.7 | 0.7
9 | 11 | 8 | 6081 | Yes |  |  |  | 0 | 0.85 | 0.85
9 | 11 | 9 | 6082 | Yes |  |  |  | 0 | 1.03 | 1.03
9 | 11 | 10 | 6083 | Yes |  |  |  | 0 | 0.99 | 0.99
9 | 11 | 11 | 6084 | Yes |  |  |  | 0 | 0.92 | 0.92
9 | 11 | 12 | 6085 | Yes |  |  |  | 0 | 0.95 | 0.95
9 | 11 | 13 | 6086 | Yes |  |  |  | 0 | 1 | 1
9 | 11 | 14 | 6087 | Yes |  |  |  | 0 | 1.02 | 1.02
9 | 11 | 15 | 6088 | Yes |  |  |  | 0 | 1.03 | 1.03
9 | 11 | 16 | 6089 | Yes |  |  |  | 0 | 1.05 | 1.05
9 | 11 | 17 | 6090 | Yes |  |  |  | 0 | 0.85 | 0.85
9 | 11 | 18 | 6091 | Yes |  |  |  | 0 | 0.7 | 0.7
9 | 11 | 19 | 6092 | Yes |  |  |  | 0 | 0.55 | 0.55
9 | 11 | 20 | 6093 | Yes |  |  |  | 0 | 0.35 | 0.35
9 | 11 | 21 | 6094 | Yes |  |  |  | 0 | 0.2 | 0.2
9 | 11 | 22 | 6095 | Yes |  |  |  | 0 | 0.2 | 0.2
9 | 11 | 23 | 6096 | Yes |  |  |  | 0 | 0.2 | 0.2
9 | 12 | 0 | 6097 | Yes |  |  |  | 0 | 0.2 | 0.2
9 | 12 | 1 | 6098 | Yes |  |  |  | 0 | 0.2 | 0.2
9 | 12 | 2 | 6099 | Yes |  |  |  | 0 | 0.2 | 0.2
9 | 12 | 3 | 6100 | Yes |  |  |  | 0 | 0.2 | 0.2
9 | 12 | 4 | 6101 | Yes |  |  |  | 0 | 0.3 | 0.3
9 | 12 | 5 | 6102 | Yes |  |  |  | 0 | 0.45 | 0.45
9 | 12 | 6 | 6103 | Yes |  |  |  | 0 | 0.58 | 0.58
9 | 12 | 7 | 6104 | Yes |  |  |  | 0 | 0.7 | 0.7
9 | 12 | 8 | 6105 | Yes |  |  |  | 0 | 0.85 | 0.85
9 | 12 | 9 | 6106 | Yes |  |  |  | 0 | 1.03 | 1.03
9 | 12 | 10 | 6107 | Yes |  |  |  | 0 | 0.99 | 0.99
9 | 12 | 11 | 6108 | Yes |  |  |  | 0 | 0.92 | 0.92
9 | 12 | 12 | 6109 | Yes |  |  |  | 0 | 0.95 | 0.95
9 | 12 | 13 | 6110 | Yes |  |  |  | 0 | 1 | 1
9 | 12 | 14 | 6111 | Yes |  |  |  | 0 | 1.02 | 1.02
9 | 12 | 15 | 6112 | Yes |  |  |  | 0 | 1.03 | 1.03
9 | 12 | 16 | 6113 | Yes |  |  |  | 0 | 1.05 | 1.05
9 | 12 | 17 | 6114 | Yes |  |  |  | 0 | 0.85 | 0.85
9 | 12 | 18 | 6115 | Yes |  |  |  | 0 | 0.7 | 0.7
9 | 12 | 19 | 6116 | Yes |  |  |  | 0 | 0.55 | 0.55
9 | 12 | 20 | 6117 | Yes |  |  |  | 0 | 0.35 | 0.35
9 | 12 | 21 | 6118 | Yes |  |  |  | 0 | 0.2 | 0.2
9 | 12 | 22 | 6119 | Yes |  |  |  | 0 | 0.2 | 0.2
9 | 12 | 23 | 6120 | Yes |  |  |  | 0 | 0.2 | 0.2
9 | 13 | 0 | 6121 | Yes |  |  |  | 0 | 0.2 | 0.2
9 | 13 | 1 | 6122 | Yes |  |  |  | 0 | 0.2 | 0.2
9 | 13 | 2 | 6123 | Yes |  |  |  | 0 | 0.2 | 0.2
9 | 13 | 3 | 6124 | Yes |  |  |  | 0 | 0.2 | 0.2
9 | 13 | 4 | 6125 | Yes |  |  |  | 0 | 0.3 | 0.3
9 | 13 | 5 | 6126 | Yes |  |  |  | 0 | 0.45 | 0.45
9 | 13 | 6 | 6127 | Yes |  |  |  | 0 | 0.58 | 0.58
9 | 13 | 7 | 6128 | Yes |  |  |  | 0 | 0.7 | 0.7
9 | 13 | 8 | 6129 | Yes |  |  |  | 0 | 0.85 | 0.85
9 | 13 | 9 | 6130 | Yes |  |  |  | 0 | 1.03 | 1.03
9 | 13 | 10 | 6131 | Yes |  |  |  | 0 | 0.99 | 0.99
9 | 13 | 11 | 6132 | Yes |  |  |  | 0 | 0.92 | 0.92
9 | 13 | 12 | 6133 | Yes |  |  |  | 0 | 0.95 | 0.95
9 | 13 | 13 | 6134 | Yes |  |  |  | 0 | 1 | 1
9 | 13 | 14 | 6135 | Yes |  |  |  | 0 | 1.02 | 1.02
9 | 13 | 15 | 6136 | Yes |  |  |  | 0 | 1.03 | 1.03
9 | 13 | 16 | 6137 | Yes |  |  |  | 0 | 1.05 | 1.05
9 | 13 | 17 | 6138 | Yes |  |  |  | 0 | 0.85 | 0.85
9 | 13 | 18 | 6139 | Yes |  |  |  | 0 | 0.7 | 0.7
9 | 13 | 19 | 6140 | Yes |  |  |  | 0 | 0.55 | 0.55
9 | 13 | 20 | 6141 | Yes |  |  |  | 0 | 0.35 | 0.35
9 | 13 | 21 | 6142 | Yes |  |  |  | 0 | 0.2 | 0.2
9 | 13 | 22 | 6143 | Yes |  |  |  | 0 | 0.2 | 0.2
9 | 13 | 23 | 6144 | Yes |  |  |  | 0 | 0.2 | 0.2
9 | 14 | 0 | 6145 | Saturday |  |  |  | 0 | 0.2 | 0.2
9 | 14 | 1 | 6146 | Saturday |  |  |  | 0 | 0.2 | 0.2
9 | 14 | 2 | 6147 | Saturday |  |  |  | 0 | 0.2 | 0.2
9 | 14 | 3 | 6148 | Saturday |  |  |  | 0 | 0.2 | 0.2
9 | 14 | 4 | 6149 | Saturday |  |  |  | 0 | 0.3 | 0.3
9 | 14 | 5 | 6150 | Saturday |  |  |  | 0 | 0.45 | 0.45
9 | 14 | 6 | 6151 | Saturday |  |  |  | 0 | 0.58 | 0.58
9 | 14 | 7 | 6152 | Saturday |  |  |  | 0 | 0.7 | 0.7
9 | 14 | 8 | 6153 | Saturday |  |  |  | 0 | 0.85 | 0.85
9 | 14 | 9 | 6154 | Saturday |  |  |  | 0 | 1.03 | 1.03
9 | 14 | 10 | 6155 | Saturday |  |  |  | 0 | 0.99 | 0.99
9 | 14 | 11 | 6156 | Saturday |  |  |  | 0 | 0.92 | 0.92
9 | 14 | 12 | 6157 | Saturday |  |  |  | 0 | 0.95 | 0.95
9 | 14 | 13 | 6158 | Saturday |  |  |  | 0 | 1 | 1
9 | 14 | 14 | 6159 | Saturday |  |  |  | 0 | 1.02 | 1.02
9 | 14 | 15 | 6160 | Saturday |  |  |  | 0 | 1.03 | 1.03
9 | 14 | 16 | 6161 | Saturday |  |  |  | 0 | 1.05 | 1.05
9 | 14 | 17 | 6162 | Saturday |  |  |  | 0 | 0.85 | 0.85
9 | 14 | 18 | 6163 | Saturday |  |  |  | 0 | 0.7 | 0.7
9 | 14 | 19 | 6164 | Saturday |  |  |  | 0 | 0.55 | 0.55
9 | 14 | 20 | 6165 | Saturday |  |  |  | 0 | 0.35 | 0.35
9 | 14 | 21 | 6166 | Saturday |  |  |  | 0 | 0.2 | 0.2
9 | 14 | 22 | 6167 | Saturday |  |  |  | 0 | 0.2 | 0.2
9 | 14 | 23 | 6168 | Saturday |  |  |  | 0 | 0.2 | 0.2
9 | 15 | 0 | 6169 | Sunday |  |  |  | 0 | 0.2 | 0.2
9 | 15 | 1 | 6170 | Sunday |  |  |  | 0 | 0.2 | 0.2
9 | 15 | 2 | 6171 | Sunday |  |  |  | 0 | 0.2 | 0.2
9 | 15 | 3 | 6172 | Sunday |  |  |  | 0 | 0.2 | 0.2
9 | 15 | 4 | 6173 | Sunday |  |  |  | 0 | 0.3 | 0.3
9 | 15 | 5 | 6174 | Sunday |  |  |  | 0 | 0.45 | 0.45
9 | 15 | 6 | 6175 | Sunday |  |  |  | 0 | 0.58 | 0.58
9 | 15 | 7 | 6176 | Sunday |  |  |  | 0 | 0.7 | 0.7
9 | 15 | 8 | 6177 | Sunday |  |  |  | 0 | 0.85 | 0.85
9 | 15 | 9 | 6178 | Sunday |  |  |  | 0 | 1.03 | 1.03
9 | 15 | 10 | 6179 | Sunday |  |  |  | 0 | 0.99 | 0.99
9 | 15 | 11 | 6180 | Sunday |  |  |  | 0 | 0.92 | 0.92
9 | 15 | 12 | 6181 | Sunday |  |  |  | 0 | 0.95 | 0.95
9 | 15 | 13 | 6182 | Sunday |  |  |  | 0 | 1 | 1
9 | 15 | 14 | 6183 | Sunday |  |  |  | 0 | 1.02 | 1.02
9 | 15 | 15 | 6184 | Sunday |  |  |  | 0 | 1.03 | 1.03
9 | 15 | 16 | 6185 | Sunday |  |  |  | 0 | 1.05 | 1.05
9 | 15 | 17 | 6186 | Sunday |  |  |  | 0 | 0.85 | 0.85
9 | 15 | 18 | 6187 | Sunday |  |  |  | 0 | 0.7 | 0.7
9 | 15 | 19 | 6188 | Sunday |  |  |  | 0 | 0.55 | 0.55
9 | 15 | 20 | 6189 | Sunday |  |  |  | 0 | 0.35 | 0.35
9 | 15 | 21 | 6190 | Sunday |  |  |  | 0 | 0.2 | 0.2
9 | 15 | 22 | 6191 | Sunday |  |  |  | 0 | 0.2 | 0.2
9 | 15 | 23 | 6192 | Sunday |  |  |  | 0 | 0.2 | 0.2
9 | 16 | 0 | 6193 | Yes |  |  |  | 0 | 0.2 | 0.2
9 | 16 | 1 | 6194 | Yes |  |  |  | 0 | 0.2 | 0.2
9 | 16 | 2 | 6195 | Yes |  |  |  | 0 | 0.2 | 0.2
9 | 16 | 3 | 6196 | Yes |  |  |  | 0 | 0.2 | 0.2
9 | 16 | 4 | 6197 | Yes |  |  |  | 0 | 0.3 | 0.3
9 | 16 | 5 | 6198 | Yes |  |  |  | 0 | 0.45 | 0.45
9 | 16 | 6 | 6199 | Yes |  |  |  | 0 | 0.58 | 0.58
9 | 16 | 7 | 6200 | Yes |  |  |  | 0 | 0.7 | 0.7
9 | 16 | 8 | 6201 | Yes |  |  |  | 0 | 0.85 | 0.85
9 | 16 | 9 | 6202 | Yes |  |  |  | 0 | 1.03 | 1.03
9 | 16 | 10 | 6203 | Yes |  |  |  | 0 | 0.99 | 0.99
9 | 16 | 11 | 6204 | Yes |  |  |  | 0 | 0.92 | 0.92
9 | 16 | 12 | 6205 | Yes |  |  |  | 0 | 0.95 | 0.95
9 | 16 | 13 | 6206 | Yes |  |  |  | 0 | 1 | 1
9 | 16 | 14 | 6207 | Yes |  |  |  | 0 | 1.02 | 1.02
9 | 16 | 15 | 6208 | Yes |  |  |  | 0 | 1.03 | 1.03
9 | 16 | 16 | 6209 | Yes |  |  |  | 0 | 1.05 | 1.05
9 | 16 | 17 | 6210 | Yes |  |  |  | 0 | 0.85 | 0.85
9 | 16 | 18 | 6211 | Yes |  |  |  | 0 | 0.7 | 0.7
9 | 16 | 19 | 6212 | Yes |  |  |  | 0 | 0.55 | 0.55
9 | 16 | 20 | 6213 | Yes |  |  |  | 0 | 0.35 | 0.35
9 | 16 | 21 | 6214 | Yes |  |  |  | 0 | 0.2 | 0.2
9 | 16 | 22 | 6215 | Yes |  |  |  | 0 | 0.2 | 0.2
9 | 16 | 23 | 6216 | Yes |  |  |  | 0 | 0.2 | 0.2
9 | 17 | 0 | 6217 | Yes |  |  |  | 0 | 0.2 | 0.2
9 | 17 | 1 | 6218 | Yes |  |  |  | 0 | 0.2 | 0.2
9 | 17 | 2 | 6219 | Yes |  |  |  | 0 | 0.2 | 0.2
9 | 17 | 3 | 6220 | Yes |  |  |  | 0 | 0.2 | 0.2
9 | 17 | 4 | 6221 | Yes |  |  |  | 0 | 0.3 | 0.3
9 | 17 | 5 | 6222 | Yes |  |  |  | 0 | 0.45 | 0.45
9 | 17 | 6 | 6223 | Yes |  |  |  | 0 | 0.58 | 0.58
9 | 17 | 7 | 6224 | Yes |  |  |  | 0 | 0.7 | 0.7
9 | 17 | 8 | 6225 | Yes |  |  |  | 0 | 0.85 | 0.85
9 | 17 | 9 | 6226 | Yes |  |  |  | 0 | 1.03 | 1.03
9 | 17 | 10 | 6227 | Yes |  |  |  | 0 | 0.99 | 0.99
9 | 17 | 11 | 6228 | Yes |  |  |  | 0 | 0.92 | 0.92
9 | 17 | 12 | 6229 | Yes |  |  |  | 0 | 0.95 | 0.95
9 | 17 | 13 | 6230 | Yes |  |  |  | 0 | 1 | 1
9 | 17 | 14 | 6231 | Yes |  |  |  | 0 | 1.02 | 1.02
9 | 17 | 15 | 6232 | Yes |  |  |  | 0 | 1.03 | 1.03
9 | 17 | 16 | 6233 | Yes |  |  |  | 0 | 1.05 | 1.05
9 | 17 | 17 | 6234 | Yes |  |  |  | 0 | 0.85 | 0.85
9 | 17 | 18 | 6235 | Yes |  |  |  | 0 | 0.7 | 0.7
9 | 17 | 19 | 6236 | Yes |  |  |  | 0 | 0.55 | 0.55
9 | 17 | 20 | 6237 | Yes |  |  |  | 0 | 0.35 | 0.35
9 | 17 | 21 | 6238 | Yes |  |  |  | 0 | 0.2 | 0.2
9 | 17 | 22 | 6239 | Yes |  |  |  | 0 | 0.2 | 0.2
9 | 17 | 23 | 6240 | Yes |  |  |  | 0 | 0.2 | 0.2
9 | 18 | 0 | 6241 | Yes |  |  |  | 0 | 0.2 | 0.2
9 | 18 | 1 | 6242 | Yes |  |  |  | 0 | 0.2 | 0.2
9 | 18 | 2 | 6243 | Yes |  |  |  | 0 | 0.2 | 0.2
9 | 18 | 3 | 6244 | Yes |  |  |  | 0 | 0.2 | 0.2
9 | 18 | 4 | 6245 | Yes |  |  |  | 0 | 0.3 | 0.3
9 | 18 | 5 | 6246 | Yes |  |  |  | 0 | 0.45 | 0.45
9 | 18 | 6 | 6247 | Yes |  |  |  | 0 | 0.58 | 0.58
9 | 18 | 7 | 6248 | Yes |  |  |  | 0 | 0.7 | 0.7
9 | 18 | 8 | 6249 | Yes |  |  |  | 0 | 0.85 | 0.85
9 | 18 | 9 | 6250 | Yes |  |  |  | 0 | 1.03 | 1.03
9 | 18 | 10 | 6251 | Yes |  |  |  | 0 | 0.99 | 0.99
9 | 18 | 11 | 6252 | Yes |  |  |  | 0 | 0.92 | 0.92
9 | 18 | 12 | 6253 | Yes |  |  |  | 0 | 0.95 | 0.95
9 | 18 | 13 | 6254 | Yes |  |  |  | 0 | 1 | 1
9 | 18 | 14 | 6255 | Yes |  |  |  | 0 | 1.02 | 1.02
9 | 18 | 15 | 6256 | Yes |  |  |  | 0 | 1.03 | 1.03
9 | 18 | 16 | 6257 | Yes |  |  |  | 0 | 1.05 | 1.05
9 | 18 | 17 | 6258 | Yes |  |  |  | 0 | 0.85 | 0.85
9 | 18 | 18 | 6259 | Yes |  |  |  | 0 | 0.7 | 0.7
9 | 18 | 19 | 6260 | Yes |  |  |  | 0 | 0.55 | 0.55
9 | 18 | 20 | 6261 | Yes |  |  |  | 0 | 0.35 | 0.35
9 | 18 | 21 | 6262 | Yes |  |  |  | 0 | 0.2 | 0.2
9 | 18 | 22 | 6263 | Yes |  |  |  | 0 | 0.2 | 0.2
9 | 18 | 23 | 6264 | Yes |  |  |  | 0 | 0.2 | 0.2
9 | 19 | 0 | 6265 | Yes |  |  |  | 0 | 0.2 | 0.2
9 | 19 | 1 | 6266 | Yes |  |  |  | 0 | 0.2 | 0.2
9 | 19 | 2 | 6267 | Yes |  |  |  | 0 | 0.2 | 0.2
9 | 19 | 3 | 6268 | Yes |  |  |  | 0 | 0.2 | 0.2
9 | 19 | 4 | 6269 | Yes |  |  |  | 0 | 0.3 | 0.3
9 | 19 | 5 | 6270 | Yes |  |  |  | 0 | 0.45 | 0.45
9 | 19 | 6 | 6271 | Yes |  |  |  | 0 | 0.58 | 0.58
9 | 19 | 7 | 6272 | Yes |  |  |  | 0 | 0.7 | 0.7
9 | 19 | 8 | 6273 | Yes |  |  |  | 0 | 0.85 | 0.85
9 | 19 | 9 | 6274 | Yes |  |  |  | 0 | 1.03 | 1.03
9 | 19 | 10 | 6275 | Yes |  |  |  | 0 | 0.99 | 0.99
9 | 19 | 11 | 6276 | Yes |  |  |  | 0 | 0.92 | 0.92
9 | 19 | 12 | 6277 | Yes |  |  |  | 0 | 0.95 | 0.95
9 | 19 | 13 | 6278 | Yes |  |  |  | 0 | 1 | 1
9 | 19 | 14 | 6279 | Yes |  |  |  | 0 | 1.02 | 1.02
9 | 19 | 15 | 6280 | Yes |  |  |  | 0 | 1.03 | 1.03
9 | 19 | 16 | 6281 | Yes |  |  |  | 0 | 1.05 | 1.05
9 | 19 | 17 | 6282 | Yes |  |  |  | 0 | 0.85 | 0.85
9 | 19 | 18 | 6283 | Yes |  |  |  | 0 | 0.7 | 0.7
9 | 19 | 19 | 6284 | Yes |  |  |  | 0 | 0.55 | 0.55
9 | 19 | 20 | 6285 | Yes |  |  |  | 0 | 0.35 | 0.35
9 | 19 | 21 | 6286 | Yes |  |  |  | 0 | 0.2 | 0.2
9 | 19 | 22 | 6287 | Yes |  |  |  | 0 | 0.2 | 0.2
9 | 19 | 23 | 6288 | Yes |  |  |  | 0 | 0.2 | 0.2
9 | 20 | 0 | 6289 | Yes |  |  |  | 0 | 0.2 | 0.2
9 | 20 | 1 | 6290 | Yes |  |  |  | 0 | 0.2 | 0.2
9 | 20 | 2 | 6291 | Yes |  |  |  | 0 | 0.2 | 0.2
9 | 20 | 3 | 6292 | Yes |  |  |  | 0 | 0.2 | 0.2
9 | 20 | 4 | 6293 | Yes |  |  |  | 0 | 0.3 | 0.3
9 | 20 | 5 | 6294 | Yes |  |  |  | 0 | 0.45 | 0.45
9 | 20 | 6 | 6295 | Yes |  |  |  | 0 | 0.58 | 0.58
9 | 20 | 7 | 6296 | Yes |  |  |  | 0 | 0.7 | 0.7
9 | 20 | 8 | 6297 | Yes |  |  |  | 0 | 0.85 | 0.85
9 | 20 | 9 | 6298 | Yes |  |  |  | 0 | 1.03 | 1.03
9 | 20 | 10 | 6299 | Yes |  |  |  | 0 | 0.99 | 0.99
9 | 20 | 11 | 6300 | Yes |  |  |  | 0 | 0.92 | 0.92
9 | 20 | 12 | 6301 | Yes |  |  |  | 0 | 0.95 | 0.95
9 | 20 | 13 | 6302 | Yes |  |  |  | 0 | 1 | 1
9 | 20 | 14 | 6303 | Yes |  |  |  | 0 | 1.02 | 1.02
9 | 20 | 15 | 6304 | Yes |  |  |  | 0 | 1.03 | 1.03
9 | 20 | 16 | 6305 | Yes |  |  |  | 0 | 1.05 | 1.05
9 | 20 | 17 | 6306 | Yes |  |  |  | 0 | 0.85 | 0.85
9 | 20 | 18 | 6307 | Yes |  |  |  | 0 | 0.7 | 0.7
9 | 20 | 19 | 6308 | Yes |  |  |  | 0 | 0.55 | 0.55
9 | 20 | 20 | 6309 | Yes |  |  |  | 0 | 0.35 | 0.35
9 | 20 | 21 | 6310 | Yes |  |  |  | 0 | 0.2 | 0.2
9 | 20 | 22 | 6311 | Yes |  |  |  | 0 | 0.2 | 0.2
9 | 20 | 23 | 6312 | Yes |  |  |  | 0 | 0.2 | 0.2
9 | 21 | 0 | 6313 | Saturday |  |  |  | 0 | 0.2 | 0.2
9 | 21 | 1 | 6314 | Saturday |  |  |  | 0 | 0.2 | 0.2
9 | 21 | 2 | 6315 | Saturday |  |  |  | 0 | 0.2 | 0.2
9 | 21 | 3 | 6316 | Saturday |  |  |  | 0 | 0.2 | 0.2
9 | 21 | 4 | 6317 | Saturday |  |  |  | 0 | 0.3 | 0.3
9 | 21 | 5 | 6318 | Saturday |  |  |  | 0 | 0.45 | 0.45
9 | 21 | 6 | 6319 | Saturday |  |  |  | 0 | 0.58 | 0.58
9 | 21 | 7 | 6320 | Saturday |  |  |  | 0 | 0.7 | 0.7
9 | 21 | 8 | 6321 | Saturday |  |  |  | 0 | 0.85 | 0.85
9 | 21 | 9 | 6322 | Saturday |  |  |  | 0 | 1.03 | 1.03
9 | 21 | 10 | 6323 | Saturday |  |  |  | 0 | 0.99 | 0.99
9 | 21 | 11 | 6324 | Saturday |  |  |  | 0 | 0.92 | 0.92
9 | 21 | 12 | 6325 | Saturday |  |  |  | 0 | 0.95 | 0.95
9 | 21 | 13 | 6326 | Saturday |  |  |  | 0 | 1 | 1
9 | 21 | 14 | 6327 | Saturday |  |  |  | 0 | 1.02 | 1.02
9 | 21 | 15 | 6328 | Saturday |  |  |  | 0 | 1.03 | 1.03
9 | 21 | 16 | 6329 | Saturday |  |  |  | 0 | 1.05 | 1.05
9 | 21 | 17 | 6330 | Saturday |  |  |  | 0 | 0.85 | 0.85
9 | 21 | 18 | 6331 | Saturday |  |  |  | 0 | 0.7 | 0.7
9 | 21 | 19 | 6332 | Saturday |  |  |  | 0 | 0.55 | 0.55
9 | 21 | 20 | 6333 | Saturday |  |  |  | 0 | 0.35 | 0.35
9 | 21 | 21 | 6334 | Saturday |  |  |  | 0 | 0.2 | 0.2
9 | 21 | 22 | 6335 | Saturday |  |  |  | 0 | 0.2 | 0.2
9 | 21 | 23 | 6336 | Saturday |  |  |  | 0 | 0.2 | 0.2
9 | 22 | 0 | 6337 | Sunday |  |  |  | 0 | 0.2 | 0.2
9 | 22 | 1 | 6338 | Sunday |  |  |  | 0 | 0.2 | 0.2
9 | 22 | 2 | 6339 | Sunday |  |  |  | 0 | 0.2 | 0.2
9 | 22 | 3 | 6340 | Sunday |  |  |  | 0 | 0.2 | 0.2
9 | 22 | 4 | 6341 | Sunday |  |  |  | 0 | 0.3 | 0.3
9 | 22 | 5 | 6342 | Sunday |  |  |  | 0 | 0.45 | 0.45
9 | 22 | 6 | 6343 | Sunday |  |  |  | 0 | 0.58 | 0.58
9 | 22 | 7 | 6344 | Sunday |  |  |  | 0 | 0.7 | 0.7
9 | 22 | 8 | 6345 | Sunday |  |  |  | 0 | 0.85 | 0.85
9 | 22 | 9 | 6346 | Sunday |  |  |  | 0 | 1.03 | 1.03
9 | 22 | 10 | 6347 | Sunday |  |  |  | 0 | 0.99 | 0.99
9 | 22 | 11 | 6348 | Sunday |  |  |  | 0 | 0.92 | 0.92
9 | 22 | 12 | 6349 | Sunday |  |  |  | 0 | 0.95 | 0.95
9 | 22 | 13 | 6350 | Sunday |  |  |  | 0 | 1 | 1
9 | 22 | 14 | 6351 | Sunday |  |  |  | 0 | 1.02 | 1.02
9 | 22 | 15 | 6352 | Sunday |  |  |  | 0 | 1.03 | 1.03
9 | 22 | 16 | 6353 | Sunday |  |  |  | 0 | 1.05 | 1.05
9 | 22 | 17 | 6354 | Sunday |  |  |  | 0 | 0.85 | 0.85
9 | 22 | 18 | 6355 | Sunday |  |  |  | 0 | 0.7 | 0.7
9 | 22 | 19 | 6356 | Sunday |  |  |  | 0 | 0.55 | 0.55
9 | 22 | 20 | 6357 | Sunday |  |  |  | 0 | 0.35 | 0.35
9 | 22 | 21 | 6358 | Sunday |  |  |  | 0 | 0.2 | 0.2
9 | 22 | 22 | 6359 | Sunday |  |  |  | 0 | 0.2 | 0.2
9 | 22 | 23 | 6360 | Sunday |  |  |  | 0 | 0.2 | 0.2
9 | 23 | 0 | 6361 | Yes |  |  |  | 0 | 0.2 | 0.2
9 | 23 | 1 | 6362 | Yes |  |  |  | 0 | 0.2 | 0.2
9 | 23 | 2 | 6363 | Yes |  |  |  | 0 | 0.2 | 0.2
9 | 23 | 3 | 6364 | Yes |  |  |  | 0 | 0.2 | 0.2
9 | 23 | 4 | 6365 | Yes |  |  |  | 0 | 0.3 | 0.3
9 | 23 | 5 | 6366 | Yes |  |  |  | 0 | 0.45 | 0.45
9 | 23 | 6 | 6367 | Yes |  |  |  | 0 | 0.58 | 0.58
9 | 23 | 7 | 6368 | Yes |  |  |  | 0 | 0.7 | 0.7
9 | 23 | 8 | 6369 | Yes |  |  |  | 0 | 0.85 | 0.85
9 | 23 | 9 | 6370 | Yes |  |  |  | 0 | 1.03 | 1.03
9 | 23 | 10 | 6371 | Yes |  |  |  | 0 | 0.99 | 0.99
9 | 23 | 11 | 6372 | Yes |  |  |  | 0 | 0.92 | 0.92
9 | 23 | 12 | 6373 | Yes |  |  |  | 0 | 0.95 | 0.95
9 | 23 | 13 | 6374 | Yes |  |  |  | 0 | 1 | 1
9 | 23 | 14 | 6375 | Yes |  |  |  | 0 | 1.02 | 1.02
9 | 23 | 15 | 6376 | Yes |  |  |  | 0 | 1.03 | 1.03
9 | 23 | 16 | 6377 | Yes |  |  |  | 0 | 1.05 | 1.05
9 | 23 | 17 | 6378 | Yes |  |  |  | 0 | 0.85 | 0.85
9 | 23 | 18 | 6379 | Yes |  |  |  | 0 | 0.7 | 0.7
9 | 23 | 19 | 6380 | Yes |  |  |  | 0 | 0.55 | 0.55
9 | 23 | 20 | 6381 | Yes |  |  |  | 0 | 0.35 | 0.35
9 | 23 | 21 | 6382 | Yes |  |  |  | 0 | 0.2 | 0.2
9 | 23 | 22 | 6383 | Yes |  |  |  | 0 | 0.2 | 0.2
9 | 23 | 23 | 6384 | Yes |  |  |  | 0 | 0.2 | 0.2
9 | 24 | 0 | 6385 | Yes |  |  |  | 0 | 0.2 | 0.2
9 | 24 | 1 | 6386 | Yes |  |  |  | 0 | 0.2 | 0.2
9 | 24 | 2 | 6387 | Yes |  |  |  | 0 | 0.2 | 0.2
9 | 24 | 3 | 6388 | Yes |  |  |  | 0 | 0.2 | 0.2
9 | 24 | 4 | 6389 | Yes |  |  |  | 0 | 0.3 | 0.3
9 | 24 | 5 | 6390 | Yes |  |  |  | 0 | 0.45 | 0.45
9 | 24 | 6 | 6391 | Yes |  |  |  | 0 | 0.58 | 0.58
9 | 24 | 7 | 6392 | Yes |  |  |  | 0 | 0.7 | 0.7
9 | 24 | 8 | 6393 | Yes |  |  |  | 0 | 0.85 | 0.85
9 | 24 | 9 | 6394 | Yes |  |  |  | 0 | 1.03 | 1.03
9 | 24 | 10 | 6395 | Yes |  |  |  | 0 | 0.99 | 0.99
9 | 24 | 11 | 6396 | Yes |  |  |  | 0 | 0.92 | 0.92
9 | 24 | 12 | 6397 | Yes |  |  |  | 0 | 0.95 | 0.95
9 | 24 | 13 | 6398 | Yes |  |  |  | 0 | 1 | 1
9 | 24 | 14 | 6399 | Yes |  |  |  | 0 | 1.02 | 1.02
9 | 24 | 15 | 6400 | Yes |  |  |  | 0 | 1.03 | 1.03
9 | 24 | 16 | 6401 | Yes |  |  |  | 0 | 1.05 | 1.05
9 | 24 | 17 | 6402 | Yes |  |  |  | 0 | 0.85 | 0.85
9 | 24 | 18 | 6403 | Yes |  |  |  | 0 | 0.7 | 0.7
9 | 24 | 19 | 6404 | Yes |  |  |  | 0 | 0.55 | 0.55
9 | 24 | 20 | 6405 | Yes |  |  |  | 0 | 0.35 | 0.35
9 | 24 | 21 | 6406 | Yes |  |  |  | 0 | 0.2 | 0.2
9 | 24 | 22 | 6407 | Yes |  |  |  | 0 | 0.2 | 0.2
9 | 24 | 23 | 6408 | Yes |  |  |  | 0 | 0.2 | 0.2
9 | 25 | 0 | 6409 | Yes |  |  |  | 0 | 0.2 | 0.2
9 | 25 | 1 | 6410 | Yes |  |  |  | 0 | 0.2 | 0.2
9 | 25 | 2 | 6411 | Yes |  |  |  | 0 | 0.2 | 0.2
9 | 25 | 3 | 6412 | Yes |  |  |  | 0 | 0.2 | 0.2
9 | 25 | 4 | 6413 | Yes |  |  |  | 0 | 0.3 | 0.3
9 | 25 | 5 | 6414 | Yes |  |  |  | 0 | 0.45 | 0.45
9 | 25 | 6 | 6415 | Yes |  |  |  | 0 | 0.58 | 0.58
9 | 25 | 7 | 6416 | Yes |  |  |  | 0 | 0.7 | 0.7
9 | 25 | 8 | 6417 | Yes |  |  |  | 0 | 0.85 | 0.85
9 | 25 | 9 | 6418 | Yes |  |  |  | 0 | 1.03 | 1.03
9 | 25 | 10 | 6419 | Yes |  |  |  | 0 | 0.99 | 0.99
9 | 25 | 11 | 6420 | Yes |  |  |  | 0 | 0.92 | 0.92
9 | 25 | 12 | 6421 | Yes |  |  |  | 0 | 0.95 | 0.95
9 | 25 | 13 | 6422 | Yes |  |  |  | 0 | 1 | 1
9 | 25 | 14 | 6423 | Yes |  |  |  | 0 | 1.02 | 1.02
9 | 25 | 15 | 6424 | Yes |  |  |  | 0 | 1.03 | 1.03
9 | 25 | 16 | 6425 | Yes |  |  |  | 0 | 1.05 | 1.05
9 | 25 | 17 | 6426 | Yes |  |  |  | 0 | 0.85 | 0.85
9 | 25 | 18 | 6427 | Yes |  |  |  | 0 | 0.7 | 0.7
9 | 25 | 19 | 6428 | Yes |  |  |  | 0 | 0.55 | 0.55
9 | 25 | 20 | 6429 | Yes |  |  |  | 0 | 0.35 | 0.35
9 | 25 | 21 | 6430 | Yes |  |  |  | 0 | 0.2 | 0.2
9 | 25 | 22 | 6431 | Yes |  |  |  | 0 | 0.2 | 0.2
9 | 25 | 23 | 6432 | Yes |  |  |  | 0 | 0.2 | 0.2
9 | 26 | 0 | 6433 | Yes |  |  |  | 0 | 0.2 | 0.2
9 | 26 | 1 | 6434 | Yes |  |  |  | 0 | 0.2 | 0.2
9 | 26 | 2 | 6435 | Yes |  |  |  | 0 | 0.2 | 0.2
9 | 26 | 3 | 6436 | Yes |  |  |  | 0 | 0.2 | 0.2
9 | 26 | 4 | 6437 | Yes |  |  |  | 0 | 0.3 | 0.3
9 | 26 | 5 | 6438 | Yes |  |  |  | 0 | 0.45 | 0.45
9 | 26 | 6 | 6439 | Yes |  |  |  | 0 | 0.58 | 0.58
9 | 26 | 7 | 6440 | Yes |  |  |  | 0 | 0.7 | 0.7
9 | 26 | 8 | 6441 | Yes |  |  |  | 0 | 0.85 | 0.85
9 | 26 | 9 | 6442 | Yes |  |  |  | 0 | 1.03 | 1.03
9 | 26 | 10 | 6443 | Yes |  |  |  | 0 | 0.99 | 0.99
9 | 26 | 11 | 6444 | Yes |  |  |  | 0 | 0.92 | 0.92
9 | 26 | 12 | 6445 | Yes |  |  |  | 0 | 0.95 | 0.95
9 | 26 | 13 | 6446 | Yes |  |  |  | 0 | 1 | 1
9 | 26 | 14 | 6447 | Yes |  |  |  | 0 | 1.02 | 1.02
9 | 26 | 15 | 6448 | Yes |  |  |  | 0 | 1.03 | 1.03
9 | 26 | 16 | 6449 | Yes |  |  |  | 0 | 1.05 | 1.05
9 | 26 | 17 | 6450 | Yes |  |  |  | 0 | 0.85 | 0.85
9 | 26 | 18 | 6451 | Yes |  |  |  | 0 | 0.7 | 0.7
9 | 26 | 19 | 6452 | Yes |  |  |  | 0 | 0.55 | 0.55
9 | 26 | 20 | 6453 | Yes |  |  |  | 0 | 0.35 | 0.35
9 | 26 | 21 | 6454 | Yes |  |  |  | 0 | 0.2 | 0.2
9 | 26 | 22 | 6455 | Yes |  |  |  | 0 | 0.2 | 0.2
9 | 26 | 23 | 6456 | Yes |  |  |  | 0 | 0.2 | 0.2
9 | 27 | 0 | 6457 | Yes |  |  |  | 0 | 0.2 | 0.2
9 | 27 | 1 | 6458 | Yes |  |  |  | 0 | 0.2 | 0.2
9 | 27 | 2 | 6459 | Yes |  |  |  | 0 | 0.2 | 0.2
9 | 27 | 3 | 6460 | Yes |  |  |  | 0 | 0.2 | 0.2
9 | 27 | 4 | 6461 | Yes |  |  |  | 0 | 0.3 | 0.3
9 | 27 | 5 | 6462 | Yes |  |  |  | 0 | 0.45 | 0.45
9 | 27 | 6 | 6463 | Yes |  |  |  | 0 | 0.58 | 0.58
9 | 27 | 7 | 6464 | Yes |  |  |  | 0 | 0.7 | 0.7
9 | 27 | 8 | 6465 | Yes |  |  |  | 0 | 0.85 | 0.85
9 | 27 | 9 | 6466 | Yes |  |  |  | 0 | 1.03 | 1.03
9 | 27 | 10 | 6467 | Yes |  |  |  | 0 | 0.99 | 0.99
9 | 27 | 11 | 6468 | Yes |  |  |  | 0 | 0.92 | 0.92
9 | 27 | 12 | 6469 | Yes |  |  |  | 0 | 0.95 | 0.95
9 | 27 | 13 | 6470 | Yes |  |  |  | 0 | 1 | 1
9 | 27 | 14 | 6471 | Yes |  |  |  | 0 | 1.02 | 1.02
9 | 27 | 15 | 6472 | Yes |  |  |  | 0 | 1.03 | 1.03
9 | 27 | 16 | 6473 | Yes |  |  |  | 0 | 1.05 | 1.05
9 | 27 | 17 | 6474 | Yes |  |  |  | 0 | 0.85 | 0.85
9 | 27 | 18 | 6475 | Yes |  |  |  | 0 | 0.7 | 0.7
9 | 27 | 19 | 6476 | Yes |  |  |  | 0 | 0.55 | 0.55
9 | 27 | 20 | 6477 | Yes |  |  |  | 0 | 0.35 | 0.35
9 | 27 | 21 | 6478 | Yes |  |  |  | 0 | 0.2 | 0.2
9 | 27 | 22 | 6479 | Yes |  |  |  | 0 | 0.2 | 0.2
9 | 27 | 23 | 6480 | Yes |  |  |  | 0 | 0.2 | 0.2
9 | 28 | 0 | 6481 | Saturday |  |  |  | 0 | 0.2 | 0.2
9 | 28 | 1 | 6482 | Saturday |  |  |  | 0 | 0.2 | 0.2
9 | 28 | 2 | 6483 | Saturday |  |  |  | 0 | 0.2 | 0.2
9 | 28 | 3 | 6484 | Saturday |  |  |  | 0 | 0.2 | 0.2
9 | 28 | 4 | 6485 | Saturday |  |  |  | 0 | 0.3 | 0.3
9 | 28 | 5 | 6486 | Saturday |  |  |  | 0 | 0.45 | 0.45
9 | 28 | 6 | 6487 | Saturday |  |  |  | 0 | 0.58 | 0.58
9 | 28 | 7 | 6488 | Saturday |  |  |  | 0 | 0.7 | 0.7
9 | 28 | 8 | 6489 | Saturday |  |  |  | 0 | 0.85 | 0.85
9 | 28 | 9 | 6490 | Saturday |  |  |  | 0 | 1.03 | 1.03
9 | 28 | 10 | 6491 | Saturday |  |  |  | 0 | 0.99 | 0.99
9 | 28 | 11 | 6492 | Saturday |  |  |  | 0 | 0.92 | 0.92
9 | 28 | 12 | 6493 | Saturday |  |  |  | 0 | 0.95 | 0.95
9 | 28 | 13 | 6494 | Saturday |  |  |  | 0 | 1 | 1
9 | 28 | 14 | 6495 | Saturday |  |  |  | 0 | 1.02 | 1.02
9 | 28 | 15 | 6496 | Saturday |  |  |  | 0 | 1.03 | 1.03
9 | 28 | 16 | 6497 | Saturday |  |  |  | 0 | 1.05 | 1.05
9 | 28 | 17 | 6498 | Saturday |  |  |  | 0 | 0.85 | 0.85
9 | 28 | 18 | 6499 | Saturday |  |  |  | 0 | 0.7 | 0.7
9 | 28 | 19 | 6500 | Saturday |  |  |  | 0 | 0.55 | 0.55
9 | 28 | 20 | 6501 | Saturday |  |  |  | 0 | 0.35 | 0.35
9 | 28 | 21 | 6502 | Saturday |  |  |  | 0 | 0.2 | 0.2
9 | 28 | 22 | 6503 | Saturday |  |  |  | 0 | 0.2 | 0.2
9 | 28 | 23 | 6504 | Saturday |  |  |  | 0 | 0.2 | 0.2
9 | 29 | 0 | 6505 | Sunday |  |  |  | 0 | 0.2 | 0.2
9 | 29 | 1 | 6506 | Sunday |  |  |  | 0 | 0.2 | 0.2
9 | 29 | 2 | 6507 | Sunday |  |  |  | 0 | 0.2 | 0.2
9 | 29 | 3 | 6508 | Sunday |  |  |  | 0 | 0.2 | 0.2
9 | 29 | 4 | 6509 | Sunday |  |  |  | 0 | 0.3 | 0.3
9 | 29 | 5 | 6510 | Sunday |  |  |  | 0 | 0.45 | 0.45
9 | 29 | 6 | 6511 | Sunday |  |  |  | 0 | 0.58 | 0.58
9 | 29 | 7 | 6512 | Sunday |  |  |  | 0 | 0.7 | 0.7
9 | 29 | 8 | 6513 | Sunday |  |  |  | 0 | 0.85 | 0.85
9 | 29 | 9 | 6514 | Sunday |  |  |  | 0 | 1.03 | 1.03
9 | 29 | 10 | 6515 | Sunday |  |  |  | 0 | 0.99 | 0.99
9 | 29 | 11 | 6516 | Sunday |  |  |  | 0 | 0.92 | 0.92
9 | 29 | 12 | 6517 | Sunday |  |  |  | 0 | 0.95 | 0.95
9 | 29 | 13 | 6518 | Sunday |  |  |  | 0 | 1 | 1
9 | 29 | 14 | 6519 | Sunday |  |  |  | 0 | 1.02 | 1.02
9 | 29 | 15 | 6520 | Sunday |  |  |  | 0 | 1.03 | 1.03
9 | 29 | 16 | 6521 | Sunday |  |  |  | 0 | 1.05 | 1.05
9 | 29 | 17 | 6522 | Sunday |  |  |  | 0 | 0.85 | 0.85
9 | 29 | 18 | 6523 | Sunday |  |  |  | 0 | 0.7 | 0.7
9 | 29 | 19 | 6524 | Sunday |  |  |  | 0 | 0.55 | 0.55
9 | 29 | 20 | 6525 | Sunday |  |  |  | 0 | 0.35 | 0.35
9 | 29 | 21 | 6526 | Sunday |  |  |  | 0 | 0.2 | 0.2
9 | 29 | 22 | 6527 | Sunday |  |  |  | 0 | 0.2 | 0.2
9 | 29 | 23 | 6528 | Sunday |  |  |  | 0 | 0.2 | 0.2
9 | 30 | 0 | 6529 | Yes |  |  |  | 0 | 0.2 | 0.2
9 | 30 | 1 | 6530 | Yes |  |  |  | 0 | 0.2 | 0.2
9 | 30 | 2 | 6531 | Yes |  |  |  | 0 | 0.2 | 0.2
9 | 30 | 3 | 6532 | Yes |  |  |  | 0 | 0.2 | 0.2
9 | 30 | 4 | 6533 | Yes |  |  |  | 0 | 0.3 | 0.3
9 | 30 | 5 | 6534 | Yes |  |  |  | 0 | 0.45 | 0.45
9 | 30 | 6 | 6535 | Yes |  |  |  | 0 | 0.58 | 0.58
9 | 30 | 7 | 6536 | Yes |  |  |  | 0 | 0.7 | 0.7
9 | 30 | 8 | 6537 | Yes |  |  |  | 0 | 0.85 | 0.85
9 | 30 | 9 | 6538 | Yes |  |  |  | 0 | 1.03 | 1.03
9 | 30 | 10 | 6539 | Yes |  |  |  | 0 | 0.99 | 0.99
9 | 30 | 11 | 6540 | Yes |  |  |  | 0 | 0.92 | 0.92
9 | 30 | 12 | 6541 | Yes |  |  |  | 0 | 0.95 | 0.95
9 | 30 | 13 | 6542 | Yes |  |  |  | 0 | 1 | 1
9 | 30 | 14 | 6543 | Yes |  |  |  | 0 | 1.02 | 1.02
9 | 30 | 15 | 6544 | Yes |  |  |  | 0 | 1.03 | 1.03
9 | 30 | 16 | 6545 | Yes |  |  |  | 0 | 1.05 | 1.05
9 | 30 | 17 | 6546 | Yes |  |  |  | 0 | 0.85 | 0.85
9 | 30 | 18 | 6547 | Yes |  |  |  | 0 | 0.7 | 0.7
9 | 30 | 19 | 6548 | Yes |  |  |  | 0 | 0.55 | 0.55
9 | 30 | 20 | 6549 | Yes |  |  |  | 0 | 0.35 | 0.35
9 | 30 | 21 | 6550 | Yes |  |  |  | 0 | 0.2 | 0.2
9 | 30 | 22 | 6551 | Yes |  |  |  | 0 | 0.2 | 0.2
9 | 30 | 23 | 6552 | Yes |  |  |  | 0 | 0.2 | 0.2
10 | 1 | 0 | 6553 | Sunday |  |  |  | 0 | 0.2 | 0.2
10 | 1 | 1 | 6554 | Sunday |  |  |  | 0 | 0.2 | 0.2
10 | 1 | 2 | 6555 | Sunday |  |  |  | 0 | 0.2 | 0.2
10 | 1 | 3 | 6556 | Sunday |  |  |  | 0 | 0.2 | 0.2
10 | 1 | 4 | 6557 | Sunday |  |  |  | 0 | 0.3 | 0.3
10 | 1 | 5 | 6558 | Sunday |  |  |  | 0 | 0.45 | 0.45
10 | 1 | 6 | 6559 | Sunday |  |  |  | 0 | 0.58 | 0.58
10 | 1 | 7 | 6560 | Sunday |  |  |  | 0 | 0.7 | 0.7
10 | 1 | 8 | 6561 | Sunday |  |  |  | 0 | 0.85 | 0.85
10 | 1 | 9 | 6562 | Sunday |  |  |  | 0 | 1.03 | 1.03
10 | 1 | 10 | 6563 | Sunday |  |  |  | 0 | 0.99 | 0.99
10 | 1 | 11 | 6564 | Sunday |  |  |  | 0 | 0.92 | 0.92
10 | 1 | 12 | 6565 | Sunday |  |  |  | 0 | 0.95 | 0.95
10 | 1 | 13 | 6566 | Sunday |  |  |  | 0 | 1 | 1
10 | 1 | 14 | 6567 | Sunday |  |  |  | 0 | 1.02 | 1.02
10 | 1 | 15 | 6568 | Sunday |  |  |  | 0 | 1.03 | 1.03
10 | 1 | 16 | 6569 | Sunday |  |  |  | 0 | 1.05 | 1.05
10 | 1 | 17 | 6570 | Sunday |  |  |  | 0 | 0.85 | 0.85
10 | 1 | 18 | 6571 | Sunday |  |  |  | 0 | 0.7 | 0.7
10 | 1 | 19 | 6572 | Sunday |  |  |  | 0 | 0.55 | 0.55
10 | 1 | 20 | 6573 | Sunday |  |  |  | 0 | 0.35 | 0.35
10 | 1 | 21 | 6574 | Sunday |  |  |  | 0 | 0.2 | 0.2
10 | 1 | 22 | 6575 | Sunday |  |  |  | 0 | 0.2 | 0.2
10 | 1 | 23 | 6576 | Sunday |  |  |  | 0 | 0.2 | 0.2
10 | 2 | 0 | 6577 | Yes |  |  |  | 0 | 0.2 | 0.2
10 | 2 | 1 | 6578 | Yes |  |  |  | 0 | 0.2 | 0.2
10 | 2 | 2 | 6579 | Yes |  |  |  | 0 | 0.2 | 0.2
10 | 2 | 3 | 6580 | Yes |  |  |  | 0 | 0.2 | 0.2
10 | 2 | 4 | 6581 | Yes |  |  |  | 0 | 0.3 | 0.3
10 | 2 | 5 | 6582 | Yes |  |  |  | 0 | 0.45 | 0.45
10 | 2 | 6 | 6583 | Yes |  |  |  | 0 | 0.58 | 0.58
10 | 2 | 7 | 6584 | Yes |  |  |  | 0 | 0.7 | 0.7
10 | 2 | 8 | 6585 | Yes |  |  |  | 0 | 0.85 | 0.85
10 | 2 | 9 | 6586 | Yes |  |  |  | 0 | 1.03 | 1.03
10 | 2 | 10 | 6587 | Yes |  |  |  | 0 | 0.99 | 0.99
10 | 2 | 11 | 6588 | Yes |  |  |  | 0 | 0.92 | 0.92
10 | 2 | 12 | 6589 | Yes |  |  |  | 0 | 0.95 | 0.95
10 | 2 | 13 | 6590 | Yes |  |  |  | 0 | 1 | 1
10 | 2 | 14 | 6591 | Yes |  |  |  | 0 | 1.02 | 1.02
10 | 2 | 15 | 6592 | Yes |  |  |  | 0 | 1.03 | 1.03
10 | 2 | 16 | 6593 | Yes |  |  |  | 0 | 1.05 | 1.05
10 | 2 | 17 | 6594 | Yes |  |  |  | 0 | 0.85 | 0.85
10 | 2 | 18 | 6595 | Yes |  |  |  | 0 | 0.7 | 0.7
10 | 2 | 19 | 6596 | Yes |  |  |  | 0 | 0.55 | 0.55
10 | 2 | 20 | 6597 | Yes |  |  |  | 0 | 0.35 | 0.35
10 | 2 | 21 | 6598 | Yes |  |  |  | 0 | 0.2 | 0.2
10 | 2 | 22 | 6599 | Yes |  |  |  | 0 | 0.2 | 0.2
10 | 2 | 23 | 6600 | Yes |  |  |  | 0 | 0.2 | 0.2
10 | 3 | 0 | 6601 | Yes |  |  |  | 0 | 0.2 | 0.2
10 | 3 | 1 | 6602 | Yes |  |  |  | 0 | 0.2 | 0.2
10 | 3 | 2 | 6603 | Yes |  |  |  | 0 | 0.2 | 0.2
10 | 3 | 3 | 6604 | Yes |  |  |  | 0 | 0.2 | 0.2
10 | 3 | 4 | 6605 | Yes |  |  |  | 0 | 0.3 | 0.3
10 | 3 | 5 | 6606 | Yes |  |  |  | 0 | 0.45 | 0.45
10 | 3 | 6 | 6607 | Yes |  |  |  | 0 | 0.58 | 0.58
10 | 3 | 7 | 6608 | Yes |  |  |  | 0 | 0.7 | 0.7
10 | 3 | 8 | 6609 | Yes |  |  |  | 0 | 0.85 | 0.85
10 | 3 | 9 | 6610 | Yes |  |  |  | 0 | 1.03 | 1.03
10 | 3 | 10 | 6611 | Yes |  |  |  | 0 | 0.99 | 0.99
10 | 3 | 11 | 6612 | Yes |  |  |  | 0 | 0.92 | 0.92
10 | 3 | 12 | 6613 | Yes |  |  |  | 0 | 0.95 | 0.95
10 | 3 | 13 | 6614 | Yes |  |  |  | 0 | 1 | 1
10 | 3 | 14 | 6615 | Yes |  |  |  | 0 | 1.02 | 1.02
10 | 3 | 15 | 6616 | Yes |  |  |  | 0 | 1.03 | 1.03
10 | 3 | 16 | 6617 | Yes |  |  |  | 0 | 1.05 | 1.05
10 | 3 | 17 | 6618 | Yes |  |  |  | 0 | 0.85 | 0.85
10 | 3 | 18 | 6619 | Yes |  |  |  | 0 | 0.7 | 0.7
10 | 3 | 19 | 6620 | Yes |  |  |  | 0 | 0.55 | 0.55
10 | 3 | 20 | 6621 | Yes |  |  |  | 0 | 0.35 | 0.35
10 | 3 | 21 | 6622 | Yes |  |  |  | 0 | 0.2 | 0.2
10 | 3 | 22 | 6623 | Yes |  |  |  | 0 | 0.2 | 0.2
10 | 3 | 23 | 6624 | Yes |  |  |  | 0 | 0.2 | 0.2
10 | 4 | 0 | 6625 | Yes |  |  |  | 0 | 0.2 | 0.2
10 | 4 | 1 | 6626 | Yes |  |  |  | 0 | 0.2 | 0.2
10 | 4 | 2 | 6627 | Yes |  |  |  | 0 | 0.2 | 0.2
10 | 4 | 3 | 6628 | Yes |  |  |  | 0 | 0.2 | 0.2
10 | 4 | 4 | 6629 | Yes |  |  |  | 0 | 0.3 | 0.3
10 | 4 | 5 | 6630 | Yes |  |  |  | 0 | 0.45 | 0.45
10 | 4 | 6 | 6631 | Yes |  |  |  | 0 | 0.58 | 0.58
10 | 4 | 7 | 6632 | Yes |  |  |  | 0 | 0.7 | 0.7
10 | 4 | 8 | 6633 | Yes |  |  |  | 0 | 0.85 | 0.85
10 | 4 | 9 | 6634 | Yes |  |  |  | 0 | 1.03 | 1.03
10 | 4 | 10 | 6635 | Yes |  |  |  | 0 | 0.99 | 0.99
10 | 4 | 11 | 6636 | Yes |  |  |  | 0 | 0.92 | 0.92
10 | 4 | 12 | 6637 | Yes |  |  |  | 0 | 0.95 | 0.95
10 | 4 | 13 | 6638 | Yes |  |  |  | 0 | 1 | 1
10 | 4 | 14 | 6639 | Yes |  |  |  | 0 | 1.02 | 1.02
10 | 4 | 15 | 6640 | Yes |  |  |  | 0 | 1.03 | 1.03
10 | 4 | 16 | 6641 | Yes |  |  |  | 0 | 1.05 | 1.05
10 | 4 | 17 | 6642 | Yes |  |  |  | 0 | 0.85 | 0.85
10 | 4 | 18 | 6643 | Yes |  |  |  | 0 | 0.7 | 0.7
10 | 4 | 19 | 6644 | Yes |  |  |  | 0 | 0.55 | 0.55
10 | 4 | 20 | 6645 | Yes |  |  |  | 0 | 0.35 | 0.35
10 | 4 | 21 | 6646 | Yes |  |  |  | 0 | 0.2 | 0.2
10 | 4 | 22 | 6647 | Yes |  |  |  | 0 | 0.2 | 0.2
10 | 4 | 23 | 6648 | Yes |  |  |  | 0 | 0.2 | 0.2
10 | 5 | 0 | 6649 | Yes |  |  |  | 0 | 0.2 | 0.2
10 | 5 | 1 | 6650 | Yes |  |  |  | 0 | 0.2 | 0.2
10 | 5 | 2 | 6651 | Yes |  |  |  | 0 | 0.2 | 0.2
10 | 5 | 3 | 6652 | Yes |  |  |  | 0 | 0.2 | 0.2
10 | 5 | 4 | 6653 | Yes |  |  |  | 0 | 0.3 | 0.3
10 | 5 | 5 | 6654 | Yes |  |  |  | 0 | 0.45 | 0.45
10 | 5 | 6 | 6655 | Yes |  |  |  | 0 | 0.58 | 0.58
10 | 5 | 7 | 6656 | Yes |  |  |  | 0 | 0.7 | 0.7
10 | 5 | 8 | 6657 | Yes |  |  |  | 0 | 0.85 | 0.85
10 | 5 | 9 | 6658 | Yes |  |  |  | 0 | 1.03 | 1.03
10 | 5 | 10 | 6659 | Yes |  |  |  | 0 | 0.99 | 0.99
10 | 5 | 11 | 6660 | Yes |  |  |  | 0 | 0.92 | 0.92
10 | 5 | 12 | 6661 | Yes |  |  |  | 0 | 0.95 | 0.95
10 | 5 | 13 | 6662 | Yes |  |  |  | 0 | 1 | 1
10 | 5 | 14 | 6663 | Yes |  |  |  | 0 | 1.02 | 1.02
10 | 5 | 15 | 6664 | Yes |  |  |  | 0 | 1.03 | 1.03
10 | 5 | 16 | 6665 | Yes |  |  |  | 0 | 1.05 | 1.05
10 | 5 | 17 | 6666 | Yes |  |  |  | 0 | 0.85 | 0.85
10 | 5 | 18 | 6667 | Yes |  |  |  | 0 | 0.7 | 0.7
10 | 5 | 19 | 6668 | Yes |  |  |  | 0 | 0.55 | 0.55
10 | 5 | 20 | 6669 | Yes |  |  |  | 0 | 0.35 | 0.35
10 | 5 | 21 | 6670 | Yes |  |  |  | 0 | 0.2 | 0.2
10 | 5 | 22 | 6671 | Yes |  |  |  | 0 | 0.2 | 0.2
10 | 5 | 23 | 6672 | Yes |  |  |  | 0 | 0.2 | 0.2
10 | 6 | 0 | 6673 | Yes |  |  |  | 0 | 0.2 | 0.2
10 | 6 | 1 | 6674 | Yes |  |  |  | 0 | 0.2 | 0.2
10 | 6 | 2 | 6675 | Yes |  |  |  | 0 | 0.2 | 0.2
10 | 6 | 3 | 6676 | Yes |  |  |  | 0 | 0.2 | 0.2
10 | 6 | 4 | 6677 | Yes |  |  |  | 0 | 0.3 | 0.3
10 | 6 | 5 | 6678 | Yes |  |  |  | 0 | 0.45 | 0.45
10 | 6 | 6 | 6679 | Yes |  |  |  | 0 | 0.58 | 0.58
10 | 6 | 7 | 6680 | Yes |  |  |  | 0 | 0.7 | 0.7
10 | 6 | 8 | 6681 | Yes |  |  |  | 0 | 0.85 | 0.85
10 | 6 | 9 | 6682 | Yes |  |  |  | 0 | 1.03 | 1.03
10 | 6 | 10 | 6683 | Yes |  |  |  | 0 | 0.99 | 0.99
10 | 6 | 11 | 6684 | Yes |  |  |  | 0 | 0.92 | 0.92
10 | 6 | 12 | 6685 | Yes |  |  |  | 0 | 0.95 | 0.95
10 | 6 | 13 | 6686 | Yes |  |  |  | 0 | 1 | 1
10 | 6 | 14 | 6687 | Yes |  |  |  | 0 | 1.02 | 1.02
10 | 6 | 15 | 6688 | Yes |  |  |  | 0 | 1.03 | 1.03
10 | 6 | 16 | 6689 | Yes |  |  |  | 0 | 1.05 | 1.05
10 | 6 | 17 | 6690 | Yes |  |  |  | 0 | 0.85 | 0.85
10 | 6 | 18 | 6691 | Yes |  |  |  | 0 | 0.7 | 0.7
10 | 6 | 19 | 6692 | Yes |  |  |  | 0 | 0.55 | 0.55
10 | 6 | 20 | 6693 | Yes |  |  |  | 0 | 0.35 | 0.35
10 | 6 | 21 | 6694 | Yes |  |  |  | 0 | 0.2 | 0.2
10 | 6 | 22 | 6695 | Yes |  |  |  | 0 | 0.2 | 0.2
10 | 6 | 23 | 6696 | Yes |  |  |  | 0 | 0.2 | 0.2
10 | 7 | 0 | 6697 | Saturday |  |  |  | 0 | 0.2 | 0.2
10 | 7 | 1 | 6698 | Saturday |  |  |  | 0 | 0.2 | 0.2
10 | 7 | 2 | 6699 | Saturday |  |  |  | 0 | 0.2 | 0.2
10 | 7 | 3 | 6700 | Saturday |  |  |  | 0 | 0.2 | 0.2
10 | 7 | 4 | 6701 | Saturday |  |  |  | 0 | 0.3 | 0.3
10 | 7 | 5 | 6702 | Saturday |  |  |  | 0 | 0.45 | 0.45
10 | 7 | 6 | 6703 | Saturday |  |  |  | 0 | 0.58 | 0.58
10 | 7 | 7 | 6704 | Saturday |  |  |  | 0 | 0.7 | 0.7
10 | 7 | 8 | 6705 | Saturday |  |  |  | 0 | 0.85 | 0.85
10 | 7 | 9 | 6706 | Saturday |  |  |  | 0 | 1.03 | 1.03
10 | 7 | 10 | 6707 | Saturday |  |  |  | 0 | 0.99 | 0.99
10 | 7 | 11 | 6708 | Saturday |  |  |  | 0 | 0.92 | 0.92
10 | 7 | 12 | 6709 | Saturday |  |  |  | 0 | 0.95 | 0.95
10 | 7 | 13 | 6710 | Saturday |  |  |  | 0 | 1 | 1
10 | 7 | 14 | 6711 | Saturday |  |  |  | 0 | 1.02 | 1.02
10 | 7 | 15 | 6712 | Saturday |  |  |  | 0 | 1.03 | 1.03
10 | 7 | 16 | 6713 | Saturday |  |  |  | 0 | 1.05 | 1.05
10 | 7 | 17 | 6714 | Saturday |  |  |  | 0 | 0.85 | 0.85
10 | 7 | 18 | 6715 | Saturday |  |  |  | 0 | 0.7 | 0.7
10 | 7 | 19 | 6716 | Saturday |  |  |  | 0 | 0.55 | 0.55
10 | 7 | 20 | 6717 | Saturday |  |  |  | 0 | 0.35 | 0.35
10 | 7 | 21 | 6718 | Saturday |  |  |  | 0 | 0.2 | 0.2
10 | 7 | 22 | 6719 | Saturday |  |  |  | 0 | 0.2 | 0.2
10 | 7 | 23 | 6720 | Saturday |  |  |  | 0 | 0.2 | 0.2
10 | 8 | 0 | 6721 | Sunday |  |  |  | 0 | 0.2 | 0.2
10 | 8 | 1 | 6722 | Sunday |  |  |  | 0 | 0.2 | 0.2
10 | 8 | 2 | 6723 | Sunday |  |  |  | 0 | 0.2 | 0.2
10 | 8 | 3 | 6724 | Sunday |  |  |  | 0 | 0.2 | 0.2
10 | 8 | 4 | 6725 | Sunday |  |  |  | 0 | 0.3 | 0.3
10 | 8 | 5 | 6726 | Sunday |  |  |  | 0 | 0.45 | 0.45
10 | 8 | 6 | 6727 | Sunday |  |  |  | 0 | 0.58 | 0.58
10 | 8 | 7 | 6728 | Sunday |  |  |  | 0 | 0.7 | 0.7
10 | 8 | 8 | 6729 | Sunday |  |  |  | 0 | 0.85 | 0.85
10 | 8 | 9 | 6730 | Sunday |  |  |  | 0 | 1.03 | 1.03
10 | 8 | 10 | 6731 | Sunday |  |  |  | 0 | 0.99 | 0.99
10 | 8 | 11 | 6732 | Sunday |  |  |  | 0 | 0.92 | 0.92
10 | 8 | 12 | 6733 | Sunday |  |  |  | 0 | 0.95 | 0.95
10 | 8 | 13 | 6734 | Sunday |  |  |  | 0 | 1 | 1
10 | 8 | 14 | 6735 | Sunday |  |  |  | 0 | 1.02 | 1.02
10 | 8 | 15 | 6736 | Sunday |  |  |  | 0 | 1.03 | 1.03
10 | 8 | 16 | 6737 | Sunday |  |  |  | 0 | 1.05 | 1.05
10 | 8 | 17 | 6738 | Sunday |  |  |  | 0 | 0.85 | 0.85
10 | 8 | 18 | 6739 | Sunday |  |  |  | 0 | 0.7 | 0.7
10 | 8 | 19 | 6740 | Sunday |  |  |  | 0 | 0.55 | 0.55
10 | 8 | 20 | 6741 | Sunday |  |  |  | 0 | 0.35 | 0.35
10 | 8 | 21 | 6742 | Sunday |  |  |  | 0 | 0.2 | 0.2
10 | 8 | 22 | 6743 | Sunday |  |  |  | 0 | 0.2 | 0.2
10 | 8 | 23 | 6744 | Sunday |  |  |  | 0 | 0.2 | 0.2
10 | 9 | 0 | 6745 | Yes |  |  |  | 0 | 0.2 | 0.2
10 | 9 | 1 | 6746 | Yes |  |  |  | 0 | 0.2 | 0.2
10 | 9 | 2 | 6747 | Yes |  |  |  | 0 | 0.2 | 0.2
10 | 9 | 3 | 6748 | Yes |  |  |  | 0 | 0.2 | 0.2
10 | 9 | 4 | 6749 | Yes |  |  |  | 0 | 0.3 | 0.3
10 | 9 | 5 | 6750 | Yes |  |  |  | 0 | 0.45 | 0.45
10 | 9 | 6 | 6751 | Yes |  |  |  | 0 | 0.58 | 0.58
10 | 9 | 7 | 6752 | Yes |  |  |  | 0 | 0.7 | 0.7
10 | 9 | 8 | 6753 | Yes |  |  |  | 0 | 0.85 | 0.85
10 | 9 | 9 | 6754 | Yes |  |  |  | 0 | 1.03 | 1.03
10 | 9 | 10 | 6755 | Yes |  |  |  | 0 | 0.99 | 0.99
10 | 9 | 11 | 6756 | Yes |  |  |  | 0 | 0.92 | 0.92
10 | 9 | 12 | 6757 | Yes |  |  |  | 0 | 0.95 | 0.95
10 | 9 | 13 | 6758 | Yes |  |  |  | 0 | 1 | 1
10 | 9 | 14 | 6759 | Yes |  |  |  | 0 | 1.02 | 1.02
10 | 9 | 15 | 6760 | Yes |  |  |  | 0 | 1.03 | 1.03
10 | 9 | 16 | 6761 | Yes |  |  |  | 0 | 1.05 | 1.05
10 | 9 | 17 | 6762 | Yes |  |  |  | 0 | 0.85 | 0.85
10 | 9 | 18 | 6763 | Yes |  |  |  | 0 | 0.7 | 0.7
10 | 9 | 19 | 6764 | Yes |  |  |  | 0 | 0.55 | 0.55
10 | 9 | 20 | 6765 | Yes |  |  |  | 0 | 0.35 | 0.35
10 | 9 | 21 | 6766 | Yes |  |  |  | 0 | 0.2 | 0.2
10 | 9 | 22 | 6767 | Yes |  |  |  | 0 | 0.2 | 0.2
10 | 9 | 23 | 6768 | Yes |  |  |  | 0 | 0.2 | 0.2
10 | 10 | 0 | 6769 | Yes |  |  |  | 0 | 0.2 | 0.2
10 | 10 | 1 | 6770 | Yes |  |  |  | 0 | 0.2 | 0.2
10 | 10 | 2 | 6771 | Yes |  |  |  | 0 | 0.2 | 0.2
10 | 10 | 3 | 6772 | Yes |  |  |  | 0 | 0.2 | 0.2
10 | 10 | 4 | 6773 | Yes |  |  |  | 0 | 0.3 | 0.3
10 | 10 | 5 | 6774 | Yes |  |  |  | 0 | 0.45 | 0.45
10 | 10 | 6 | 6775 | Yes |  |  |  | 0 | 0.58 | 0.58
10 | 10 | 7 | 6776 | Yes |  |  |  | 0 | 0.7 | 0.7
10 | 10 | 8 | 6777 | Yes |  |  |  | 0 | 0.85 | 0.85
10 | 10 | 9 | 6778 | Yes |  |  |  | 0 | 1.03 | 1.03
10 | 10 | 10 | 6779 | Yes |  |  |  | 0 | 0.99 | 0.99
10 | 10 | 11 | 6780 | Yes |  |  |  | 0 | 0.92 | 0.92
10 | 10 | 12 | 6781 | Yes |  |  |  | 0 | 0.95 | 0.95
10 | 10 | 13 | 6782 | Yes |  |  |  | 0 | 1 | 1
10 | 10 | 14 | 6783 | Yes |  |  |  | 0 | 1.02 | 1.02
10 | 10 | 15 | 6784 | Yes |  |  |  | 0 | 1.03 | 1.03
10 | 10 | 16 | 6785 | Yes |  |  |  | 0 | 1.05 | 1.05
10 | 10 | 17 | 6786 | Yes |  |  |  | 0 | 0.85 | 0.85
10 | 10 | 18 | 6787 | Yes |  |  |  | 0 | 0.7 | 0.7
10 | 10 | 19 | 6788 | Yes |  |  |  | 0 | 0.55 | 0.55
10 | 10 | 20 | 6789 | Yes |  |  |  | 0 | 0.35 | 0.35
10 | 10 | 21 | 6790 | Yes |  |  |  | 0 | 0.2 | 0.2
10 | 10 | 22 | 6791 | Yes |  |  |  | 0 | 0.2 | 0.2
10 | 10 | 23 | 6792 | Yes |  |  |  | 0 | 0.2 | 0.2
10 | 11 | 0 | 6793 | Yes |  |  |  | 0 | 0.2 | 0.2
10 | 11 | 1 | 6794 | Yes |  |  |  | 0 | 0.2 | 0.2
10 | 11 | 2 | 6795 | Yes |  |  |  | 0 | 0.2 | 0.2
10 | 11 | 3 | 6796 | Yes |  |  |  | 0 | 0.2 | 0.2
10 | 11 | 4 | 6797 | Yes |  |  |  | 0 | 0.3 | 0.3
10 | 11 | 5 | 6798 | Yes |  |  |  | 0 | 0.45 | 0.45
10 | 11 | 6 | 6799 | Yes |  |  |  | 0 | 0.58 | 0.58
10 | 11 | 7 | 6800 | Yes |  |  |  | 0 | 0.7 | 0.7
10 | 11 | 8 | 6801 | Yes |  |  |  | 0 | 0.85 | 0.85
10 | 11 | 9 | 6802 | Yes |  |  |  | 0 | 1.03 | 1.03
10 | 11 | 10 | 6803 | Yes |  |  |  | 0 | 0.99 | 0.99
10 | 11 | 11 | 6804 | Yes |  |  |  | 0 | 0.92 | 0.92
10 | 11 | 12 | 6805 | Yes |  |  |  | 0 | 0.95 | 0.95
10 | 11 | 13 | 6806 | Yes |  |  |  | 0 | 1 | 1
10 | 11 | 14 | 6807 | Yes |  |  |  | 0 | 1.02 | 1.02
10 | 11 | 15 | 6808 | Yes |  |  |  | 0 | 1.03 | 1.03
10 | 11 | 16 | 6809 | Yes |  |  |  | 0 | 1.05 | 1.05
10 | 11 | 17 | 6810 | Yes |  |  |  | 0 | 0.85 | 0.85
10 | 11 | 18 | 6811 | Yes |  |  |  | 0 | 0.7 | 0.7
10 | 11 | 19 | 6812 | Yes |  |  |  | 0 | 0.55 | 0.55
10 | 11 | 20 | 6813 | Yes |  |  |  | 0 | 0.35 | 0.35
10 | 11 | 21 | 6814 | Yes |  |  |  | 0 | 0.2 | 0.2
10 | 11 | 22 | 6815 | Yes |  |  |  | 0 | 0.2 | 0.2
10 | 11 | 23 | 6816 | Yes |  |  |  | 0 | 0.2 | 0.2
10 | 12 | 0 | 6817 | Yes |  |  |  | 0 | 0.2 | 0.2
10 | 12 | 1 | 6818 | Yes |  |  |  | 0 | 0.2 | 0.2
10 | 12 | 2 | 6819 | Yes |  |  |  | 0 | 0.2 | 0.2
10 | 12 | 3 | 6820 | Yes |  |  |  | 0 | 0.2 | 0.2
10 | 12 | 4 | 6821 | Yes |  |  |  | 0 | 0.3 | 0.3
10 | 12 | 5 | 6822 | Yes |  |  |  | 0 | 0.45 | 0.45
10 | 12 | 6 | 6823 | Yes |  |  |  | 0 | 0.58 | 0.58
10 | 12 | 7 | 6824 | Yes |  |  |  | 0 | 0.7 | 0.7
10 | 12 | 8 | 6825 | Yes |  |  |  | 0 | 0.85 | 0.85
10 | 12 | 9 | 6826 | Yes |  |  |  | 0 | 1.03 | 1.03
10 | 12 | 10 | 6827 | Yes |  |  |  | 0 | 0.99 | 0.99
10 | 12 | 11 | 6828 | Yes |  |  |  | 0 | 0.92 | 0.92
10 | 12 | 12 | 6829 | Yes |  |  |  | 0 | 0.95 | 0.95
10 | 12 | 13 | 6830 | Yes |  |  |  | 0 | 1 | 1
10 | 12 | 14 | 6831 | Yes |  |  |  | 0 | 1.02 | 1.02
10 | 12 | 15 | 6832 | Yes |  |  |  | 0 | 1.03 | 1.03
10 | 12 | 16 | 6833 | Yes |  |  |  | 0 | 1.05 | 1.05
10 | 12 | 17 | 6834 | Yes |  |  |  | 0 | 0.85 | 0.85
10 | 12 | 18 | 6835 | Yes |  |  |  | 0 | 0.7 | 0.7
10 | 12 | 19 | 6836 | Yes |  |  |  | 0 | 0.55 | 0.55
10 | 12 | 20 | 6837 | Yes |  |  |  | 0 | 0.35 | 0.35
10 | 12 | 21 | 6838 | Yes |  |  |  | 0 | 0.2 | 0.2
10 | 12 | 22 | 6839 | Yes |  |  |  | 0 | 0.2 | 0.2
10 | 12 | 23 | 6840 | Yes |  |  |  | 0 | 0.2 | 0.2
10 | 13 | 0 | 6841 | Yes |  |  |  | 0 | 0.2 | 0.2
10 | 13 | 1 | 6842 | Yes |  |  |  | 0 | 0.2 | 0.2
10 | 13 | 2 | 6843 | Yes |  |  |  | 0 | 0.2 | 0.2
10 | 13 | 3 | 6844 | Yes |  |  |  | 0 | 0.2 | 0.2
10 | 13 | 4 | 6845 | Yes |  |  |  | 0 | 0.3 | 0.3
10 | 13 | 5 | 6846 | Yes |  |  |  | 0 | 0.45 | 0.45
10 | 13 | 6 | 6847 | Yes |  |  |  | 0 | 0.58 | 0.58
10 | 13 | 7 | 6848 | Yes |  |  |  | 0 | 0.7 | 0.7
10 | 13 | 8 | 6849 | Yes |  |  |  | 0 | 0.85 | 0.85
10 | 13 | 9 | 6850 | Yes |  |  |  | 0 | 1.03 | 1.03
10 | 13 | 10 | 6851 | Yes |  |  |  | 0 | 0.99 | 0.99
10 | 13 | 11 | 6852 | Yes |  |  |  | 0 | 0.92 | 0.92
10 | 13 | 12 | 6853 | Yes |  |  |  | 0 | 0.95 | 0.95
10 | 13 | 13 | 6854 | Yes |  |  |  | 0 | 1 | 1
10 | 13 | 14 | 6855 | Yes |  |  |  | 0 | 1.02 | 1.02
10 | 13 | 15 | 6856 | Yes |  |  |  | 0 | 1.03 | 1.03
10 | 13 | 16 | 6857 | Yes |  |  |  | 0 | 1.05 | 1.05
10 | 13 | 17 | 6858 | Yes |  |  |  | 0 | 0.85 | 0.85
10 | 13 | 18 | 6859 | Yes |  |  |  | 0 | 0.7 | 0.7
10 | 13 | 19 | 6860 | Yes |  |  |  | 0 | 0.55 | 0.55
10 | 13 | 20 | 6861 | Yes |  |  |  | 0 | 0.35 | 0.35
10 | 13 | 21 | 6862 | Yes |  |  |  | 0 | 0.2 | 0.2
10 | 13 | 22 | 6863 | Yes |  |  |  | 0 | 0.2 | 0.2
10 | 13 | 23 | 6864 | Yes |  |  |  | 0 | 0.2 | 0.2
10 | 14 | 0 | 6865 | Saturday |  |  |  | 0 | 0.2 | 0.2
10 | 14 | 1 | 6866 | Saturday |  |  |  | 0 | 0.2 | 0.2
10 | 14 | 2 | 6867 | Saturday |  |  |  | 0 | 0.2 | 0.2
10 | 14 | 3 | 6868 | Saturday |  |  |  | 0 | 0.2 | 0.2
10 | 14 | 4 | 6869 | Saturday |  |  |  | 0 | 0.3 | 0.3
10 | 14 | 5 | 6870 | Saturday |  |  |  | 0 | 0.45 | 0.45
10 | 14 | 6 | 6871 | Saturday |  |  |  | 0 | 0.58 | 0.58
10 | 14 | 7 | 6872 | Saturday |  |  |  | 0 | 0.7 | 0.7
10 | 14 | 8 | 6873 | Saturday |  |  |  | 0 | 0.85 | 0.85
10 | 14 | 9 | 6874 | Saturday |  |  |  | 0 | 1.03 | 1.03
10 | 14 | 10 | 6875 | Saturday |  |  |  | 0 | 0.99 | 0.99
10 | 14 | 11 | 6876 | Saturday |  |  |  | 0 | 0.92 | 0.92
10 | 14 | 12 | 6877 | Saturday |  |  |  | 0 | 0.95 | 0.95
10 | 14 | 13 | 6878 | Saturday |  |  |  | 0 | 1 | 1
10 | 14 | 14 | 6879 | Saturday |  |  |  | 0 | 1.02 | 1.02
10 | 14 | 15 | 6880 | Saturday |  |  |  | 0 | 1.03 | 1.03
10 | 14 | 16 | 6881 | Saturday |  |  |  | 0 | 1.05 | 1.05
10 | 14 | 17 | 6882 | Saturday |  |  |  | 0 | 0.85 | 0.85
10 | 14 | 18 | 6883 | Saturday |  |  |  | 0 | 0.7 | 0.7
10 | 14 | 19 | 6884 | Saturday |  |  |  | 0 | 0.55 | 0.55
10 | 14 | 20 | 6885 | Saturday |  |  |  | 0 | 0.35 | 0.35
10 | 14 | 21 | 6886 | Saturday |  |  |  | 0 | 0.2 | 0.2
10 | 14 | 22 | 6887 | Saturday |  |  |  | 0 | 0.2 | 0.2
10 | 14 | 23 | 6888 | Saturday |  |  |  | 0 | 0.2 | 0.2
10 | 15 | 0 | 6889 | Sunday |  |  |  | 0 | 0.2 | 0.2
10 | 15 | 1 | 6890 | Sunday |  |  |  | 0 | 0.2 | 0.2
10 | 15 | 2 | 6891 | Sunday |  |  |  | 0 | 0.2 | 0.2
10 | 15 | 3 | 6892 | Sunday |  |  |  | 0 | 0.2 | 0.2
10 | 15 | 4 | 6893 | Sunday |  |  |  | 0 | 0.3 | 0.3
10 | 15 | 5 | 6894 | Sunday |  |  |  | 0 | 0.45 | 0.45
10 | 15 | 6 | 6895 | Sunday |  |  |  | 0 | 0.58 | 0.58
10 | 15 | 7 | 6896 | Sunday |  |  |  | 0 | 0.7 | 0.7
10 | 15 | 8 | 6897 | Sunday |  |  |  | 0 | 0.85 | 0.85
10 | 15 | 9 | 6898 | Sunday |  |  |  | 0 | 1.03 | 1.03
10 | 15 | 10 | 6899 | Sunday |  |  |  | 0 | 0.99 | 0.99
10 | 15 | 11 | 6900 | Sunday |  |  |  | 0 | 0.92 | 0.92
10 | 15 | 12 | 6901 | Sunday |  |  |  | 0 | 0.95 | 0.95
10 | 15 | 13 | 6902 | Sunday |  |  |  | 0 | 1 | 1
10 | 15 | 14 | 6903 | Sunday |  |  |  | 0 | 1.02 | 1.02
10 | 15 | 15 | 6904 | Sunday |  |  |  | 0 | 1.03 | 1.03
10 | 15 | 16 | 6905 | Sunday |  |  |  | 0 | 1.05 | 1.05
10 | 15 | 17 | 6906 | Sunday |  |  |  | 0 | 0.85 | 0.85
10 | 15 | 18 | 6907 | Sunday |  |  |  | 0 | 0.7 | 0.7
10 | 15 | 19 | 6908 | Sunday |  |  |  | 0 | 0.55 | 0.55
10 | 15 | 20 | 6909 | Sunday |  |  |  | 0 | 0.35 | 0.35
10 | 15 | 21 | 6910 | Sunday |  |  |  | 0 | 0.2 | 0.2
10 | 15 | 22 | 6911 | Sunday |  |  |  | 0 | 0.2 | 0.2
10 | 15 | 23 | 6912 | Sunday |  |  |  | 0 | 0.2 | 0.2
10 | 16 | 0 | 6913 | Yes |  |  |  | 0 | 0.2 | 0.2
10 | 16 | 1 | 6914 | Yes |  |  |  | 0 | 0.2 | 0.2
10 | 16 | 2 | 6915 | Yes |  |  |  | 0 | 0.2 | 0.2
10 | 16 | 3 | 6916 | Yes |  |  |  | 0 | 0.2 | 0.2
10 | 16 | 4 | 6917 | Yes |  |  |  | 0 | 0.3 | 0.3
10 | 16 | 5 | 6918 | Yes |  |  |  | 0 | 0.45 | 0.45
10 | 16 | 6 | 6919 | Yes |  |  |  | 0 | 0.58 | 0.58
10 | 16 | 7 | 6920 | Yes |  |  |  | 0 | 0.7 | 0.7
10 | 16 | 8 | 6921 | Yes |  |  |  | 0 | 0.85 | 0.85
10 | 16 | 9 | 6922 | Yes |  |  |  | 0 | 1.03 | 1.03
10 | 16 | 10 | 6923 | Yes |  |  |  | 0 | 0.99 | 0.99
10 | 16 | 11 | 6924 | Yes |  |  |  | 0 | 0.92 | 0.92
10 | 16 | 12 | 6925 | Yes |  |  |  | 0 | 0.95 | 0.95
10 | 16 | 13 | 6926 | Yes |  |  |  | 0 | 1 | 1
10 | 16 | 14 | 6927 | Yes |  |  |  | 0 | 1.02 | 1.02
10 | 16 | 15 | 6928 | Yes |  |  |  | 0 | 1.03 | 1.03
10 | 16 | 16 | 6929 | Yes |  |  |  | 0 | 1.05 | 1.05
10 | 16 | 17 | 6930 | Yes |  |  |  | 0 | 0.85 | 0.85
10 | 16 | 18 | 6931 | Yes |  |  |  | 0 | 0.7 | 0.7
10 | 16 | 19 | 6932 | Yes |  |  |  | 0 | 0.55 | 0.55
10 | 16 | 20 | 6933 | Yes |  |  |  | 0 | 0.35 | 0.35
10 | 16 | 21 | 6934 | Yes |  |  |  | 0 | 0.2 | 0.2
10 | 16 | 22 | 6935 | Yes |  |  |  | 0 | 0.2 | 0.2
10 | 16 | 23 | 6936 | Yes |  |  |  | 0 | 0.2 | 0.2
10 | 17 | 0 | 6937 | Yes |  |  |  | 0 | 0.2 | 0.2
10 | 17 | 1 | 6938 | Yes |  |  |  | 0 | 0.2 | 0.2
10 | 17 | 2 | 6939 | Yes |  |  |  | 0 | 0.2 | 0.2
10 | 17 | 3 | 6940 | Yes |  |  |  | 0 | 0.2 | 0.2
10 | 17 | 4 | 6941 | Yes |  |  |  | 0 | 0.3 | 0.3
10 | 17 | 5 | 6942 | Yes |  |  |  | 0 | 0.45 | 0.45
10 | 17 | 6 | 6943 | Yes |  |  |  | 0 | 0.58 | 0.58
10 | 17 | 7 | 6944 | Yes |  |  |  | 0 | 0.7 | 0.7
10 | 17 | 8 | 6945 | Yes |  |  |  | 0 | 0.85 | 0.85
10 | 17 | 9 | 6946 | Yes |  |  |  | 0 | 1.03 | 1.03
10 | 17 | 10 | 6947 | Yes |  |  |  | 0 | 0.99 | 0.99
10 | 17 | 11 | 6948 | Yes |  |  |  | 0 | 0.92 | 0.92
10 | 17 | 12 | 6949 | Yes |  |  |  | 0 | 0.95 | 0.95
10 | 17 | 13 | 6950 | Yes |  |  |  | 0 | 1 | 1
10 | 17 | 14 | 6951 | Yes |  |  |  | 0 | 1.02 | 1.02
10 | 17 | 15 | 6952 | Yes |  |  |  | 0 | 1.03 | 1.03
10 | 17 | 16 | 6953 | Yes |  |  |  | 0 | 1.05 | 1.05
10 | 17 | 17 | 6954 | Yes |  |  |  | 0 | 0.85 | 0.85
10 | 17 | 18 | 6955 | Yes |  |  |  | 0 | 0.7 | 0.7
10 | 17 | 19 | 6956 | Yes |  |  |  | 0 | 0.55 | 0.55
10 | 17 | 20 | 6957 | Yes |  |  |  | 0 | 0.35 | 0.35
10 | 17 | 21 | 6958 | Yes |  |  |  | 0 | 0.2 | 0.2
10 | 17 | 22 | 6959 | Yes |  |  |  | 0 | 0.2 | 0.2
10 | 17 | 23 | 6960 | Yes |  |  |  | 0 | 0.2 | 0.2
10 | 18 | 0 | 6961 | Yes |  |  |  | 0 | 0.2 | 0.2
10 | 18 | 1 | 6962 | Yes |  |  |  | 0 | 0.2 | 0.2
10 | 18 | 2 | 6963 | Yes |  |  |  | 0 | 0.2 | 0.2
10 | 18 | 3 | 6964 | Yes |  |  |  | 0 | 0.2 | 0.2
10 | 18 | 4 | 6965 | Yes |  |  |  | 0 | 0.3 | 0.3
10 | 18 | 5 | 6966 | Yes |  |  |  | 0 | 0.45 | 0.45
10 | 18 | 6 | 6967 | Yes |  |  |  | 0 | 0.58 | 0.58
10 | 18 | 7 | 6968 | Yes |  |  |  | 0 | 0.7 | 0.7
10 | 18 | 8 | 6969 | Yes |  |  |  | 0 | 0.85 | 0.85
10 | 18 | 9 | 6970 | Yes |  |  |  | 0 | 1.03 | 1.03
10 | 18 | 10 | 6971 | Yes |  |  |  | 0 | 0.99 | 0.99
10 | 18 | 11 | 6972 | Yes |  |  |  | 0 | 0.92 | 0.92
10 | 18 | 12 | 6973 | Yes |  |  |  | 0 | 0.95 | 0.95
10 | 18 | 13 | 6974 | Yes |  |  |  | 0 | 1 | 1
10 | 18 | 14 | 6975 | Yes |  |  |  | 0 | 1.02 | 1.02
10 | 18 | 15 | 6976 | Yes |  |  |  | 0 | 1.03 | 1.03
10 | 18 | 16 | 6977 | Yes |  |  |  | 0 | 1.05 | 1.05
10 | 18 | 17 | 6978 | Yes |  |  |  | 0 | 0.85 | 0.85
10 | 18 | 18 | 6979 | Yes |  |  |  | 0 | 0.7 | 0.7
10 | 18 | 19 | 6980 | Yes |  |  |  | 0 | 0.55 | 0.55
10 | 18 | 20 | 6981 | Yes |  |  |  | 0 | 0.35 | 0.35
10 | 18 | 21 | 6982 | Yes |  |  |  | 0 | 0.2 | 0.2
10 | 18 | 22 | 6983 | Yes |  |  |  | 0 | 0.2 | 0.2
10 | 18 | 23 | 6984 | Yes |  |  |  | 0 | 0.2 | 0.2
10 | 19 | 0 | 6985 | Yes |  |  |  | 0 | 0.2 | 0.2
10 | 19 | 1 | 6986 | Yes |  |  |  | 0 | 0.2 | 0.2
10 | 19 | 2 | 6987 | Yes |  |  |  | 0 | 0.2 | 0.2
10 | 19 | 3 | 6988 | Yes |  |  |  | 0 | 0.2 | 0.2
10 | 19 | 4 | 6989 | Yes |  |  |  | 0 | 0.3 | 0.3
10 | 19 | 5 | 6990 | Yes |  |  |  | 0 | 0.45 | 0.45
10 | 19 | 6 | 6991 | Yes |  |  |  | 0 | 0.58 | 0.58
10 | 19 | 7 | 6992 | Yes |  |  |  | 0 | 0.7 | 0.7
10 | 19 | 8 | 6993 | Yes |  |  |  | 0 | 0.85 | 0.85
10 | 19 | 9 | 6994 | Yes |  |  |  | 0 | 1.03 | 1.03
10 | 19 | 10 | 6995 | Yes |  |  |  | 0 | 0.99 | 0.99
10 | 19 | 11 | 6996 | Yes |  |  |  | 0 | 0.92 | 0.92
10 | 19 | 12 | 6997 | Yes |  |  |  | 0 | 0.95 | 0.95
10 | 19 | 13 | 6998 | Yes |  |  |  | 0 | 1 | 1
10 | 19 | 14 | 6999 | Yes |  |  |  | 0 | 1.02 | 1.02
10 | 19 | 15 | 7000 | Yes |  |  |  | 0 | 1.03 | 1.03
10 | 19 | 16 | 7001 | Yes |  |  |  | 0 | 1.05 | 1.05
10 | 19 | 17 | 7002 | Yes |  |  |  | 0 | 0.85 | 0.85
10 | 19 | 18 | 7003 | Yes |  |  |  | 0 | 0.7 | 0.7
10 | 19 | 19 | 7004 | Yes |  |  |  | 0 | 0.55 | 0.55
10 | 19 | 20 | 7005 | Yes |  |  |  | 0 | 0.35 | 0.35
10 | 19 | 21 | 7006 | Yes |  |  |  | 0 | 0.2 | 0.2
10 | 19 | 22 | 7007 | Yes |  |  |  | 0 | 0.2 | 0.2
10 | 19 | 23 | 7008 | Yes |  |  |  | 0 | 0.2 | 0.2
10 | 20 | 0 | 7009 | Yes |  |  |  | 0 | 0.2 | 0.2
10 | 20 | 1 | 7010 | Yes |  |  |  | 0 | 0.2 | 0.2
10 | 20 | 2 | 7011 | Yes |  |  |  | 0 | 0.2 | 0.2
10 | 20 | 3 | 7012 | Yes |  |  |  | 0 | 0.2 | 0.2
10 | 20 | 4 | 7013 | Yes |  |  |  | 0 | 0.3 | 0.3
10 | 20 | 5 | 7014 | Yes |  |  |  | 0 | 0.45 | 0.45
10 | 20 | 6 | 7015 | Yes |  |  |  | 0 | 0.58 | 0.58
10 | 20 | 7 | 7016 | Yes |  |  |  | 0 | 0.7 | 0.7
10 | 20 | 8 | 7017 | Yes |  |  |  | 0 | 0.85 | 0.85
10 | 20 | 9 | 7018 | Yes |  |  |  | 0 | 1.03 | 1.03
10 | 20 | 10 | 7019 | Yes |  |  |  | 0 | 0.99 | 0.99
10 | 20 | 11 | 7020 | Yes |  |  |  | 0 | 0.92 | 0.92
10 | 20 | 12 | 7021 | Yes |  |  |  | 0 | 0.95 | 0.95
10 | 20 | 13 | 7022 | Yes |  |  |  | 0 | 1 | 1
10 | 20 | 14 | 7023 | Yes |  |  |  | 0 | 1.02 | 1.02
10 | 20 | 15 | 7024 | Yes |  |  |  | 0 | 1.03 | 1.03
10 | 20 | 16 | 7025 | Yes |  |  |  | 0 | 1.05 | 1.05
10 | 20 | 17 | 7026 | Yes |  |  |  | 0 | 0.85 | 0.85
10 | 20 | 18 | 7027 | Yes |  |  |  | 0 | 0.7 | 0.7
10 | 20 | 19 | 7028 | Yes |  |  |  | 0 | 0.55 | 0.55
10 | 20 | 20 | 7029 | Yes |  |  |  | 0 | 0.35 | 0.35
10 | 20 | 21 | 7030 | Yes |  |  |  | 0 | 0.2 | 0.2
10 | 20 | 22 | 7031 | Yes |  |  |  | 0 | 0.2 | 0.2
10 | 20 | 23 | 7032 | Yes |  |  |  | 0 | 0.2 | 0.2
10 | 21 | 0 | 7033 | Saturday |  |  |  | 0 | 0.2 | 0.2
10 | 21 | 1 | 7034 | Saturday |  |  |  | 0 | 0.2 | 0.2
10 | 21 | 2 | 7035 | Saturday |  |  |  | 0 | 0.2 | 0.2
10 | 21 | 3 | 7036 | Saturday |  |  |  | 0 | 0.2 | 0.2
10 | 21 | 4 | 7037 | Saturday |  |  |  | 0 | 0.3 | 0.3
10 | 21 | 5 | 7038 | Saturday |  |  |  | 0 | 0.45 | 0.45
10 | 21 | 6 | 7039 | Saturday |  |  |  | 0 | 0.58 | 0.58
10 | 21 | 7 | 7040 | Saturday |  |  |  | 0 | 0.7 | 0.7
10 | 21 | 8 | 7041 | Saturday |  |  |  | 0 | 0.85 | 0.85
10 | 21 | 9 | 7042 | Saturday |  |  |  | 0 | 1.03 | 1.03
10 | 21 | 10 | 7043 | Saturday |  |  |  | 0 | 0.99 | 0.99
10 | 21 | 11 | 7044 | Saturday |  |  |  | 0 | 0.92 | 0.92
10 | 21 | 12 | 7045 | Saturday |  |  |  | 0 | 0.95 | 0.95
10 | 21 | 13 | 7046 | Saturday |  |  |  | 0 | 1 | 1
10 | 21 | 14 | 7047 | Saturday |  |  |  | 0 | 1.02 | 1.02
10 | 21 | 15 | 7048 | Saturday |  |  |  | 0 | 1.03 | 1.03
10 | 21 | 16 | 7049 | Saturday |  |  |  | 0 | 1.05 | 1.05
10 | 21 | 17 | 7050 | Saturday |  |  |  | 0 | 0.85 | 0.85
10 | 21 | 18 | 7051 | Saturday |  |  |  | 0 | 0.7 | 0.7
10 | 21 | 19 | 7052 | Saturday |  |  |  | 0 | 0.55 | 0.55
10 | 21 | 20 | 7053 | Saturday |  |  |  | 0 | 0.35 | 0.35
10 | 21 | 21 | 7054 | Saturday |  |  |  | 0 | 0.2 | 0.2
10 | 21 | 22 | 7055 | Saturday |  |  |  | 0 | 0.2 | 0.2
10 | 21 | 23 | 7056 | Saturday |  |  |  | 0 | 0.2 | 0.2
10 | 22 | 0 | 7057 | Sunday |  |  |  | 0 | 0.2 | 0.2
10 | 22 | 1 | 7058 | Sunday |  |  |  | 0 | 0.2 | 0.2
10 | 22 | 2 | 7059 | Sunday |  |  |  | 0 | 0.2 | 0.2
10 | 22 | 3 | 7060 | Sunday |  |  |  | 0 | 0.2 | 0.2
10 | 22 | 4 | 7061 | Sunday |  |  |  | 0 | 0.3 | 0.3
10 | 22 | 5 | 7062 | Sunday |  |  |  | 0 | 0.45 | 0.45
10 | 22 | 6 | 7063 | Sunday |  |  |  | 0 | 0.58 | 0.58
10 | 22 | 7 | 7064 | Sunday |  |  |  | 0 | 0.7 | 0.7
10 | 22 | 8 | 7065 | Sunday |  |  |  | 0 | 0.85 | 0.85
10 | 22 | 9 | 7066 | Sunday |  |  |  | 0 | 1.03 | 1.03
10 | 22 | 10 | 7067 | Sunday |  |  |  | 0 | 0.99 | 0.99
10 | 22 | 11 | 7068 | Sunday |  |  |  | 0 | 0.92 | 0.92
10 | 22 | 12 | 7069 | Sunday |  |  |  | 0 | 0.95 | 0.95
10 | 22 | 13 | 7070 | Sunday |  |  |  | 0 | 1 | 1
10 | 22 | 14 | 7071 | Sunday |  |  |  | 0 | 1.02 | 1.02
10 | 22 | 15 | 7072 | Sunday |  |  |  | 0 | 1.03 | 1.03
10 | 22 | 16 | 7073 | Sunday |  |  |  | 0 | 1.05 | 1.05
10 | 22 | 17 | 7074 | Sunday |  |  |  | 0 | 0.85 | 0.85
10 | 22 | 18 | 7075 | Sunday |  |  |  | 0 | 0.7 | 0.7
10 | 22 | 19 | 7076 | Sunday |  |  |  | 0 | 0.55 | 0.55
10 | 22 | 20 | 7077 | Sunday |  |  |  | 0 | 0.35 | 0.35
10 | 22 | 21 | 7078 | Sunday |  |  |  | 0 | 0.2 | 0.2
10 | 22 | 22 | 7079 | Sunday |  |  |  | 0 | 0.2 | 0.2
10 | 22 | 23 | 7080 | Sunday |  |  |  | 0 | 0.2 | 0.2
10 | 23 | 0 | 7081 | Yes |  |  |  | 0 | 0.2 | 0.2
10 | 23 | 1 | 7082 | Yes |  |  |  | 0 | 0.2 | 0.2
10 | 23 | 2 | 7083 | Yes |  |  |  | 0 | 0.2 | 0.2
10 | 23 | 3 | 7084 | Yes |  |  |  | 0 | 0.2 | 0.2
10 | 23 | 4 | 7085 | Yes |  |  |  | 0 | 0.3 | 0.3
10 | 23 | 5 | 7086 | Yes |  |  |  | 0 | 0.45 | 0.45
10 | 23 | 6 | 7087 | Yes |  |  |  | 0 | 0.58 | 0.58
10 | 23 | 7 | 7088 | Yes |  |  |  | 0 | 0.7 | 0.7
10 | 23 | 8 | 7089 | Yes |  |  |  | 0 | 0.85 | 0.85
10 | 23 | 9 | 7090 | Yes |  |  |  | 0 | 1.03 | 1.03
10 | 23 | 10 | 7091 | Yes |  |  |  | 0 | 0.99 | 0.99
10 | 23 | 11 | 7092 | Yes |  |  |  | 0 | 0.92 | 0.92
10 | 23 | 12 | 7093 | Yes |  |  |  | 0 | 0.95 | 0.95
10 | 23 | 13 | 7094 | Yes |  |  |  | 0 | 1 | 1
10 | 23 | 14 | 7095 | Yes |  |  |  | 0 | 1.02 | 1.02
10 | 23 | 15 | 7096 | Yes |  |  |  | 0 | 1.03 | 1.03
10 | 23 | 16 | 7097 | Yes |  |  |  | 0 | 1.05 | 1.05
10 | 23 | 17 | 7098 | Yes |  |  |  | 0 | 0.85 | 0.85
10 | 23 | 18 | 7099 | Yes |  |  |  | 0 | 0.7 | 0.7
10 | 23 | 19 | 7100 | Yes |  |  |  | 0 | 0.55 | 0.55
10 | 23 | 20 | 7101 | Yes |  |  |  | 0 | 0.35 | 0.35
10 | 23 | 21 | 7102 | Yes |  |  |  | 0 | 0.2 | 0.2
10 | 23 | 22 | 7103 | Yes |  |  |  | 0 | 0.2 | 0.2
10 | 23 | 23 | 7104 | Yes |  |  |  | 0 | 0.2 | 0.2
10 | 24 | 0 | 7105 | Yes |  |  |  | 0 | 0.2 | 0.2
10 | 24 | 1 | 7106 | Yes |  |  |  | 0 | 0.2 | 0.2
10 | 24 | 2 | 7107 | Yes |  |  |  | 0 | 0.2 | 0.2
10 | 24 | 3 | 7108 | Yes |  |  |  | 0 | 0.2 | 0.2
10 | 24 | 4 | 7109 | Yes |  |  |  | 0 | 0.3 | 0.3
10 | 24 | 5 | 7110 | Yes |  |  |  | 0 | 0.45 | 0.45
10 | 24 | 6 | 7111 | Yes |  |  |  | 0 | 0.58 | 0.58
10 | 24 | 7 | 7112 | Yes |  |  |  | 0 | 0.7 | 0.7
10 | 24 | 8 | 7113 | Yes |  |  |  | 0 | 0.85 | 0.85
10 | 24 | 9 | 7114 | Yes |  |  |  | 0 | 1.03 | 1.03
10 | 24 | 10 | 7115 | Yes |  |  |  | 0 | 0.99 | 0.99
10 | 24 | 11 | 7116 | Yes |  |  |  | 0 | 0.92 | 0.92
10 | 24 | 12 | 7117 | Yes |  |  |  | 0 | 0.95 | 0.95
10 | 24 | 13 | 7118 | Yes |  |  |  | 0 | 1 | 1
10 | 24 | 14 | 7119 | Yes |  |  |  | 0 | 1.02 | 1.02
10 | 24 | 15 | 7120 | Yes |  |  |  | 0 | 1.03 | 1.03
10 | 24 | 16 | 7121 | Yes |  |  |  | 0 | 1.05 | 1.05
10 | 24 | 17 | 7122 | Yes |  |  |  | 0 | 0.85 | 0.85
10 | 24 | 18 | 7123 | Yes |  |  |  | 0 | 0.7 | 0.7
10 | 24 | 19 | 7124 | Yes |  |  |  | 0 | 0.55 | 0.55
10 | 24 | 20 | 7125 | Yes |  |  |  | 0 | 0.35 | 0.35
10 | 24 | 21 | 7126 | Yes |  |  |  | 0 | 0.2 | 0.2
10 | 24 | 22 | 7127 | Yes |  |  |  | 0 | 0.2 | 0.2
10 | 24 | 23 | 7128 | Yes |  |  |  | 0 | 0.2 | 0.2
10 | 25 | 0 | 7129 | Yes |  |  |  | 0 | 0.2 | 0.2
10 | 25 | 1 | 7130 | Yes |  |  |  | 0 | 0.2 | 0.2
10 | 25 | 2 | 7131 | Yes |  |  |  | 0 | 0.2 | 0.2
10 | 25 | 3 | 7132 | Yes |  |  |  | 0 | 0.2 | 0.2
10 | 25 | 4 | 7133 | Yes |  |  |  | 0 | 0.3 | 0.3
10 | 25 | 5 | 7134 | Yes |  |  |  | 0 | 0.45 | 0.45
10 | 25 | 6 | 7135 | Yes |  |  |  | 0 | 0.58 | 0.58
10 | 25 | 7 | 7136 | Yes |  |  |  | 0 | 0.7 | 0.7
10 | 25 | 8 | 7137 | Yes |  |  |  | 0 | 0.85 | 0.85
10 | 25 | 9 | 7138 | Yes |  |  |  | 0 | 1.03 | 1.03
10 | 25 | 10 | 7139 | Yes |  |  |  | 0 | 0.99 | 0.99
10 | 25 | 11 | 7140 | Yes |  |  |  | 0 | 0.92 | 0.92
10 | 25 | 12 | 7141 | Yes |  |  |  | 0 | 0.95 | 0.95
10 | 25 | 13 | 7142 | Yes |  |  |  | 0 | 1 | 1
10 | 25 | 14 | 7143 | Yes |  |  |  | 0 | 1.02 | 1.02
10 | 25 | 15 | 7144 | Yes |  |  |  | 0 | 1.03 | 1.03
10 | 25 | 16 | 7145 | Yes |  |  |  | 0 | 1.05 | 1.05
10 | 25 | 17 | 7146 | Yes |  |  |  | 0 | 0.85 | 0.85
10 | 25 | 18 | 7147 | Yes |  |  |  | 0 | 0.7 | 0.7
10 | 25 | 19 | 7148 | Yes |  |  |  | 0 | 0.55 | 0.55
10 | 25 | 20 | 7149 | Yes |  |  |  | 0 | 0.35 | 0.35
10 | 25 | 21 | 7150 | Yes |  |  |  | 0 | 0.2 | 0.2
10 | 25 | 22 | 7151 | Yes |  |  |  | 0 | 0.2 | 0.2
10 | 25 | 23 | 7152 | Yes |  |  |  | 0 | 0.2 | 0.2
10 | 26 | 0 | 7153 | Yes |  |  |  | 0 | 0.2 | 0.2
10 | 26 | 1 | 7154 | Yes |  |  |  | 0 | 0.2 | 0.2
10 | 26 | 2 | 7155 | Yes |  |  |  | 0 | 0.2 | 0.2
10 | 26 | 3 | 7156 | Yes |  |  |  | 0 | 0.2 | 0.2
10 | 26 | 4 | 7157 | Yes |  |  |  | 0 | 0.3 | 0.3
10 | 26 | 5 | 7158 | Yes |  |  |  | 0 | 0.45 | 0.45
10 | 26 | 6 | 7159 | Yes |  |  |  | 0 | 0.58 | 0.58
10 | 26 | 7 | 7160 | Yes |  |  |  | 0 | 0.7 | 0.7
10 | 26 | 8 | 7161 | Yes |  |  |  | 0 | 0.85 | 0.85
10 | 26 | 9 | 7162 | Yes |  |  |  | 0 | 1.03 | 1.03
10 | 26 | 10 | 7163 | Yes |  |  |  | 0 | 0.99 | 0.99
10 | 26 | 11 | 7164 | Yes |  |  |  | 0 | 0.92 | 0.92
10 | 26 | 12 | 7165 | Yes |  |  |  | 0 | 0.95 | 0.95
10 | 26 | 13 | 7166 | Yes |  |  |  | 0 | 1 | 1
10 | 26 | 14 | 7167 | Yes |  |  |  | 0 | 1.02 | 1.02
10 | 26 | 15 | 7168 | Yes |  |  |  | 0 | 1.03 | 1.03
10 | 26 | 16 | 7169 | Yes |  |  |  | 0 | 1.05 | 1.05
10 | 26 | 17 | 7170 | Yes |  |  |  | 0 | 0.85 | 0.85
10 | 26 | 18 | 7171 | Yes |  |  |  | 0 | 0.7 | 0.7
10 | 26 | 19 | 7172 | Yes |  |  |  | 0 | 0.55 | 0.55
10 | 26 | 20 | 7173 | Yes |  |  |  | 0 | 0.35 | 0.35
10 | 26 | 21 | 7174 | Yes |  |  |  | 0 | 0.2 | 0.2
10 | 26 | 22 | 7175 | Yes |  |  |  | 0 | 0.2 | 0.2
10 | 26 | 23 | 7176 | Yes |  |  |  | 0 | 0.2 | 0.2
10 | 27 | 0 | 7177 | Yes |  |  |  | 0 | 0.2 | 0.2
10 | 27 | 1 | 7178 | Yes |  |  |  | 0 | 0.2 | 0.2
10 | 27 | 2 | 7179 | Yes |  |  |  | 0 | 0.2 | 0.2
10 | 27 | 3 | 7180 | Yes |  |  |  | 0 | 0.2 | 0.2
10 | 27 | 4 | 7181 | Yes |  |  |  | 0 | 0.3 | 0.3
10 | 27 | 5 | 7182 | Yes |  |  |  | 0 | 0.45 | 0.45
10 | 27 | 6 | 7183 | Yes |  |  |  | 0 | 0.58 | 0.58
10 | 27 | 7 | 7184 | Yes |  |  |  | 0 | 0.7 | 0.7
10 | 27 | 8 | 7185 | Yes |  |  |  | 0 | 0.85 | 0.85
10 | 27 | 9 | 7186 | Yes |  |  |  | 0 | 1.03 | 1.03
10 | 27 | 10 | 7187 | Yes |  |  |  | 0 | 0.99 | 0.99
10 | 27 | 11 | 7188 | Yes |  |  |  | 0 | 0.92 | 0.92
10 | 27 | 12 | 7189 | Yes |  |  |  | 0 | 0.95 | 0.95
10 | 27 | 13 | 7190 | Yes |  |  |  | 0 | 1 | 1
10 | 27 | 14 | 7191 | Yes |  |  |  | 0 | 1.02 | 1.02
10 | 27 | 15 | 7192 | Yes |  |  |  | 0 | 1.03 | 1.03
10 | 27 | 16 | 7193 | Yes |  |  |  | 0 | 1.05 | 1.05
10 | 27 | 17 | 7194 | Yes |  |  |  | 0 | 0.85 | 0.85
10 | 27 | 18 | 7195 | Yes |  |  |  | 0 | 0.7 | 0.7
10 | 27 | 19 | 7196 | Yes |  |  |  | 0 | 0.55 | 0.55
10 | 27 | 20 | 7197 | Yes |  |  |  | 0 | 0.35 | 0.35
10 | 27 | 21 | 7198 | Yes |  |  |  | 0 | 0.2 | 0.2
10 | 27 | 22 | 7199 | Yes |  |  |  | 0 | 0.2 | 0.2
10 | 27 | 23 | 7200 | Yes |  |  |  | 0 | 0.2 | 0.2
10 | 28 | 0 | 7201 | Saturday |  |  |  | 0 | 0.2 | 0.2
10 | 28 | 1 | 7202 | Saturday |  |  |  | 0 | 0.2 | 0.2
10 | 28 | 2 | 7203 | Saturday |  |  |  | 0 | 0.2 | 0.2
10 | 28 | 3 | 7204 | Saturday |  |  |  | 0 | 0.2 | 0.2
10 | 28 | 4 | 7205 | Saturday |  |  |  | 0 | 0.3 | 0.3
10 | 28 | 5 | 7206 | Saturday |  |  |  | 0 | 0.45 | 0.45
10 | 28 | 6 | 7207 | Saturday |  |  |  | 0 | 0.58 | 0.58
10 | 28 | 7 | 7208 | Saturday |  |  |  | 0 | 0.7 | 0.7
10 | 28 | 8 | 7209 | Saturday |  |  |  | 0 | 0.85 | 0.85
10 | 28 | 9 | 7210 | Saturday |  |  |  | 0 | 1.03 | 1.03
10 | 28 | 10 | 7211 | Saturday |  |  |  | 0 | 0.99 | 0.99
10 | 28 | 11 | 7212 | Saturday |  |  |  | 0 | 0.92 | 0.92
10 | 28 | 12 | 7213 | Saturday |  |  |  | 0 | 0.95 | 0.95
10 | 28 | 13 | 7214 | Saturday |  |  |  | 0 | 1 | 1
10 | 28 | 14 | 7215 | Saturday |  |  |  | 0 | 1.02 | 1.02
10 | 28 | 15 | 7216 | Saturday |  |  |  | 0 | 1.03 | 1.03
10 | 28 | 16 | 7217 | Saturday |  |  |  | 0 | 1.05 | 1.05
10 | 28 | 17 | 7218 | Saturday |  |  |  | 0 | 0.85 | 0.85
10 | 28 | 18 | 7219 | Saturday |  |  |  | 0 | 0.7 | 0.7
10 | 28 | 19 | 7220 | Saturday |  |  |  | 0 | 0.55 | 0.55
10 | 28 | 20 | 7221 | Saturday |  |  |  | 0 | 0.35 | 0.35
10 | 28 | 21 | 7222 | Saturday |  |  |  | 0 | 0.2 | 0.2
10 | 28 | 22 | 7223 | Saturday |  |  |  | 0 | 0.2 | 0.2
10 | 28 | 23 | 7224 | Saturday |  |  |  | 0 | 0.2 | 0.2
10 | 29 | 0 | 7225 | Sunday |  |  |  | 0 | 0.2 | 0.2
10 | 29 | 1 | 7226 | Sunday |  |  |  | 0 | 0.2 | 0.2
10 | 29 | 2 | 7227 | Sunday |  |  |  | 0 | 0.2 | 0.2
10 | 29 | 3 | 7228 | Sunday |  |  |  | 0 | 0.2 | 0.2
10 | 29 | 4 | 7229 | Sunday |  |  |  | 0 | 0.3 | 0.3
10 | 29 | 5 | 7230 | Sunday |  |  |  | 0 | 0.45 | 0.45
10 | 29 | 6 | 7231 | Sunday |  |  |  | 0 | 0.58 | 0.58
10 | 29 | 7 | 7232 | Sunday |  |  |  | 0 | 0.7 | 0.7
10 | 29 | 8 | 7233 | Sunday |  |  |  | 0 | 0.85 | 0.85
10 | 29 | 9 | 7234 | Sunday |  |  |  | 0 | 1.03 | 1.03
10 | 29 | 10 | 7235 | Sunday |  |  |  | 0 | 0.99 | 0.99
10 | 29 | 11 | 7236 | Sunday |  |  |  | 0 | 0.92 | 0.92
10 | 29 | 12 | 7237 | Sunday |  |  |  | 0 | 0.95 | 0.95
10 | 29 | 13 | 7238 | Sunday |  |  |  | 0 | 1 | 1
10 | 29 | 14 | 7239 | Sunday |  |  |  | 0 | 1.02 | 1.02
10 | 29 | 15 | 7240 | Sunday |  |  |  | 0 | 1.03 | 1.03
10 | 29 | 16 | 7241 | Sunday |  |  |  | 0 | 1.05 | 1.05
10 | 29 | 17 | 7242 | Sunday |  |  |  | 0 | 0.85 | 0.85
10 | 29 | 18 | 7243 | Sunday |  |  |  | 0 | 0.7 | 0.7
10 | 29 | 19 | 7244 | Sunday |  |  |  | 0 | 0.55 | 0.55
10 | 29 | 20 | 7245 | Sunday |  |  |  | 0 | 0.35 | 0.35
10 | 29 | 21 | 7246 | Sunday |  |  |  | 0 | 0.2 | 0.2
10 | 29 | 22 | 7247 | Sunday |  |  |  | 0 | 0.2 | 0.2
10 | 29 | 23 | 7248 | Sunday |  |  |  | 0 | 0.2 | 0.2
10 | 30 | 0 | 7249 | Yes |  |  |  | 0 | 0.2 | 0.2
10 | 30 | 1 | 7250 | Yes |  |  |  | 0 | 0.2 | 0.2
10 | 30 | 2 | 7251 | Yes |  |  |  | 0 | 0.2 | 0.2
10 | 30 | 3 | 7252 | Yes |  |  |  | 0 | 0.2 | 0.2
10 | 30 | 4 | 7253 | Yes |  |  |  | 0 | 0.3 | 0.3
10 | 30 | 5 | 7254 | Yes |  |  |  | 0 | 0.45 | 0.45
10 | 30 | 6 | 7255 | Yes |  |  |  | 0 | 0.58 | 0.58
10 | 30 | 7 | 7256 | Yes |  |  |  | 0 | 0.7 | 0.7
10 | 30 | 8 | 7257 | Yes |  |  |  | 0 | 0.85 | 0.85
10 | 30 | 9 | 7258 | Yes |  |  |  | 0 | 1.03 | 1.03
10 | 30 | 10 | 7259 | Yes |  |  |  | 0 | 0.99 | 0.99
10 | 30 | 11 | 7260 | Yes |  |  |  | 0 | 0.92 | 0.92
10 | 30 | 12 | 7261 | Yes |  |  |  | 0 | 0.95 | 0.95
10 | 30 | 13 | 7262 | Yes |  |  |  | 0 | 1 | 1
10 | 30 | 14 | 7263 | Yes |  |  |  | 0 | 1.02 | 1.02
10 | 30 | 15 | 7264 | Yes |  |  |  | 0 | 1.03 | 1.03
10 | 30 | 16 | 7265 | Yes |  |  |  | 0 | 1.05 | 1.05
10 | 30 | 17 | 7266 | Yes |  |  |  | 0 | 0.85 | 0.85
10 | 30 | 18 | 7267 | Yes |  |  |  | 0 | 0.7 | 0.7
10 | 30 | 19 | 7268 | Yes |  |  |  | 0 | 0.55 | 0.55
10 | 30 | 20 | 7269 | Yes |  |  |  | 0 | 0.35 | 0.35
10 | 30 | 21 | 7270 | Yes |  |  |  | 0 | 0.2 | 0.2
10 | 30 | 22 | 7271 | Yes |  |  |  | 0 | 0.2 | 0.2
10 | 30 | 23 | 7272 | Yes |  |  |  | 0 | 0.2 | 0.2
10 | 31 | 0 | 7273 | Yes |  |  |  | 0 | 0.2 | 0.2
10 | 31 | 1 | 7274 | Yes |  |  |  | 0 | 0.2 | 0.2
10 | 31 | 2 | 7275 | Yes |  |  |  | 0 | 0.2 | 0.2
10 | 31 | 3 | 7276 | Yes |  |  |  | 0 | 0.2 | 0.2
10 | 31 | 4 | 7277 | Yes |  |  |  | 0 | 0.3 | 0.3
10 | 31 | 5 | 7278 | Yes |  |  |  | 0 | 0.45 | 0.45
10 | 31 | 6 | 7279 | Yes |  |  |  | 0 | 0.58 | 0.58
10 | 31 | 7 | 7280 | Yes |  |  |  | 0 | 0.7 | 0.7
10 | 31 | 8 | 7281 | Yes |  |  |  | 0 | 0.85 | 0.85
10 | 31 | 9 | 7282 | Yes |  |  |  | 0 | 1.03 | 1.03
10 | 31 | 10 | 7283 | Yes |  |  |  | 0 | 0.99 | 0.99
10 | 31 | 11 | 7284 | Yes |  |  |  | 0 | 0.92 | 0.92
10 | 31 | 12 | 7285 | Yes |  |  |  | 0 | 0.95 | 0.95
10 | 31 | 13 | 7286 | Yes |  |  |  | 0 | 1 | 1
10 | 31 | 14 | 7287 | Yes |  |  |  | 0 | 1.02 | 1.02
10 | 31 | 15 | 7288 | Yes |  |  |  | 0 | 1.03 | 1.03
10 | 31 | 16 | 7289 | Yes |  |  |  | 0 | 1.05 | 1.05
10 | 31 | 17 | 7290 | Yes |  |  |  | 0 | 0.85 | 0.85
10 | 31 | 18 | 7291 | Yes |  |  |  | 0 | 0.7 | 0.7
10 | 31 | 19 | 7292 | Yes |  |  |  | 0 | 0.55 | 0.55
10 | 31 | 20 | 7293 | Yes |  |  |  | 0 | 0.35 | 0.35
10 | 31 | 21 | 7294 | Yes |  |  |  | 0 | 0.2 | 0.2
10 | 31 | 22 | 7295 | Yes |  |  |  | 0 | 0.2 | 0.2
10 | 31 | 23 | 7296 | Yes |  |  |  | 0 | 0.2 | 0.2
11 | 1 | 0 | 7297 | Sunday |  |  |  | 0 | 0.2 | 0.2
11 | 1 | 1 | 7298 | Sunday |  |  |  | 0 | 0.2 | 0.2
11 | 1 | 2 | 7299 | Sunday |  |  |  | 0 | 0.2 | 0.2
11 | 1 | 3 | 7300 | Sunday |  |  |  | 0 | 0.2 | 0.2
11 | 1 | 4 | 7301 | Sunday |  |  |  | 0 | 0.3 | 0.3
11 | 1 | 5 | 7302 | Sunday |  |  |  | 0 | 0.45 | 0.45
11 | 1 | 6 | 7303 | Sunday |  |  |  | 0 | 0.58 | 0.58
11 | 1 | 7 | 7304 | Sunday |  |  |  | 0 | 0.7 | 0.7
11 | 1 | 8 | 7305 | Sunday |  |  |  | 0 | 0.85 | 0.85
11 | 1 | 9 | 7306 | Sunday |  |  |  | 0 | 1.03 | 1.03
11 | 1 | 10 | 7307 | Sunday |  |  |  | 0 | 0.99 | 0.99
11 | 1 | 11 | 7308 | Sunday |  |  |  | 0 | 0.92 | 0.92
11 | 1 | 12 | 7309 | Sunday |  |  |  | 0 | 0.95 | 0.95
11 | 1 | 13 | 7310 | Sunday |  |  |  | 0 | 1 | 1
11 | 1 | 14 | 7311 | Sunday |  |  |  | 0 | 1.02 | 1.02
11 | 1 | 15 | 7312 | Sunday |  |  |  | 0 | 1.03 | 1.03
11 | 1 | 16 | 7313 | Sunday |  |  |  | 0 | 1.05 | 1.05
11 | 1 | 17 | 7314 | Sunday |  |  |  | 0 | 0.85 | 0.85
11 | 1 | 18 | 7315 | Sunday |  |  |  | 0 | 0.7 | 0.7
11 | 1 | 19 | 7316 | Sunday |  |  |  | 0 | 0.55 | 0.55
11 | 1 | 20 | 7317 | Sunday |  |  |  | 0 | 0.35 | 0.35
11 | 1 | 21 | 7318 | Sunday |  |  |  | 0 | 0.2 | 0.2
11 | 1 | 22 | 7319 | Sunday |  |  |  | 0 | 0.2 | 0.2
11 | 1 | 23 | 7320 | Sunday |  |  |  | 0 | 0.2 | 0.2
11 | 2 | 0 | 7321 | Yes |  |  |  | 0 | 0.2 | 0.2
11 | 2 | 1 | 7322 | Yes |  |  |  | 0 | 0.2 | 0.2
11 | 2 | 2 | 7323 | Yes |  |  |  | 0 | 0.2 | 0.2
11 | 2 | 3 | 7324 | Yes |  |  |  | 0 | 0.2 | 0.2
11 | 2 | 4 | 7325 | Yes |  |  |  | 0 | 0.3 | 0.3
11 | 2 | 5 | 7326 | Yes |  |  |  | 0 | 0.45 | 0.45
11 | 2 | 6 | 7327 | Yes |  |  |  | 0 | 0.58 | 0.58
11 | 2 | 7 | 7328 | Yes |  |  |  | 0 | 0.7 | 0.7
11 | 2 | 8 | 7329 | Yes |  |  |  | 0 | 0.85 | 0.85
11 | 2 | 9 | 7330 | Yes |  |  |  | 0 | 1.03 | 1.03
11 | 2 | 10 | 7331 | Yes |  |  |  | 0 | 0.99 | 0.99
11 | 2 | 11 | 7332 | Yes |  |  |  | 0 | 0.92 | 0.92
11 | 2 | 12 | 7333 | Yes |  |  |  | 0 | 0.95 | 0.95
11 | 2 | 13 | 7334 | Yes |  |  |  | 0 | 1 | 1
11 | 2 | 14 | 7335 | Yes |  |  |  | 0 | 1.02 | 1.02
11 | 2 | 15 | 7336 | Yes |  |  |  | 0 | 1.03 | 1.03
11 | 2 | 16 | 7337 | Yes |  |  |  | 0 | 1.05 | 1.05
11 | 2 | 17 | 7338 | Yes |  |  |  | 0 | 0.85 | 0.85
11 | 2 | 18 | 7339 | Yes |  |  |  | 0 | 0.7 | 0.7
11 | 2 | 19 | 7340 | Yes |  |  |  | 0 | 0.55 | 0.55
11 | 2 | 20 | 7341 | Yes |  |  |  | 0 | 0.35 | 0.35
11 | 2 | 21 | 7342 | Yes |  |  |  | 0 | 0.2 | 0.2
11 | 2 | 22 | 7343 | Yes |  |  |  | 0 | 0.2 | 0.2
11 | 2 | 23 | 7344 | Yes |  |  |  | 0 | 0.2 | 0.2
11 | 3 | 0 | 7345 | Yes |  |  |  | 0 | 0.2 | 0.2
11 | 3 | 1 | 7346 | Yes |  |  |  | 0 | 0.2 | 0.2
11 | 3 | 2 | 7347 | Yes |  |  |  | 0 | 0.2 | 0.2
11 | 3 | 3 | 7348 | Yes |  |  |  | 0 | 0.2 | 0.2
11 | 3 | 4 | 7349 | Yes |  |  |  | 0 | 0.3 | 0.3
11 | 3 | 5 | 7350 | Yes |  |  |  | 0 | 0.45 | 0.45
11 | 3 | 6 | 7351 | Yes |  |  |  | 0 | 0.58 | 0.58
11 | 3 | 7 | 7352 | Yes |  |  |  | 0 | 0.7 | 0.7
11 | 3 | 8 | 7353 | Yes |  |  |  | 0 | 0.85 | 0.85
11 | 3 | 9 | 7354 | Yes |  |  |  | 0 | 1.03 | 1.03
11 | 3 | 10 | 7355 | Yes |  |  |  | 0 | 0.99 | 0.99
11 | 3 | 11 | 7356 | Yes |  |  |  | 0 | 0.92 | 0.92
11 | 3 | 12 | 7357 | Yes |  |  |  | 0 | 0.95 | 0.95
11 | 3 | 13 | 7358 | Yes |  |  |  | 0 | 1 | 1
11 | 3 | 14 | 7359 | Yes |  |  |  | 0 | 1.02 | 1.02
11 | 3 | 15 | 7360 | Yes |  |  |  | 0 | 1.03 | 1.03
11 | 3 | 16 | 7361 | Yes |  |  |  | 0 | 1.05 | 1.05
11 | 3 | 17 | 7362 | Yes |  |  |  | 0 | 0.85 | 0.85
11 | 3 | 18 | 7363 | Yes |  |  |  | 0 | 0.7 | 0.7
11 | 3 | 19 | 7364 | Yes |  |  |  | 0 | 0.55 | 0.55
11 | 3 | 20 | 7365 | Yes |  |  |  | 0 | 0.35 | 0.35
11 | 3 | 21 | 7366 | Yes |  |  |  | 0 | 0.2 | 0.2
11 | 3 | 22 | 7367 | Yes |  |  |  | 0 | 0.2 | 0.2
11 | 3 | 23 | 7368 | Yes |  |  |  | 0 | 0.2 | 0.2
11 | 4 | 0 | 7369 | Yes |  |  |  | 0 | 0.2 | 0.2
11 | 4 | 1 | 7370 | Yes |  |  |  | 0 | 0.2 | 0.2
11 | 4 | 2 | 7371 | Yes |  |  |  | 0 | 0.2 | 0.2
11 | 4 | 3 | 7372 | Yes |  |  |  | 0 | 0.2 | 0.2
11 | 4 | 4 | 7373 | Yes |  |  |  | 0 | 0.3 | 0.3
11 | 4 | 5 | 7374 | Yes |  |  |  | 0 | 0.45 | 0.45
11 | 4 | 6 | 7375 | Yes |  |  |  | 0 | 0.58 | 0.58
11 | 4 | 7 | 7376 | Yes |  |  |  | 0 | 0.7 | 0.7
11 | 4 | 8 | 7377 | Yes |  |  |  | 0 | 0.85 | 0.85
11 | 4 | 9 | 7378 | Yes |  |  |  | 0 | 1.03 | 1.03
11 | 4 | 10 | 7379 | Yes |  |  |  | 0 | 0.99 | 0.99
11 | 4 | 11 | 7380 | Yes |  |  |  | 0 | 0.92 | 0.92
11 | 4 | 12 | 7381 | Yes |  |  |  | 0 | 0.95 | 0.95
11 | 4 | 13 | 7382 | Yes |  |  |  | 0 | 1 | 1
11 | 4 | 14 | 7383 | Yes |  |  |  | 0 | 1.02 | 1.02
11 | 4 | 15 | 7384 | Yes |  |  |  | 0 | 1.03 | 1.03
11 | 4 | 16 | 7385 | Yes |  |  |  | 0 | 1.05 | 1.05
11 | 4 | 17 | 7386 | Yes |  |  |  | 0 | 0.85 | 0.85
11 | 4 | 18 | 7387 | Yes |  |  |  | 0 | 0.7 | 0.7
11 | 4 | 19 | 7388 | Yes |  |  |  | 0 | 0.55 | 0.55
11 | 4 | 20 | 7389 | Yes |  |  |  | 0 | 0.35 | 0.35
11 | 4 | 21 | 7390 | Yes |  |  |  | 0 | 0.2 | 0.2
11 | 4 | 22 | 7391 | Yes |  |  |  | 0 | 0.2 | 0.2
11 | 4 | 23 | 7392 | Yes |  |  |  | 0 | 0.2 | 0.2
11 | 5 | 0 | 7393 | Yes |  |  |  | 0 | 0.2 | 0.2
11 | 5 | 1 | 7394 | Yes |  |  |  | 0 | 0.2 | 0.2
11 | 5 | 2 | 7395 | Yes |  |  |  | 0 | 0.2 | 0.2
11 | 5 | 3 | 7396 | Yes |  |  |  | 0 | 0.2 | 0.2
11 | 5 | 4 | 7397 | Yes |  |  |  | 0 | 0.3 | 0.3
11 | 5 | 5 | 7398 | Yes |  |  |  | 0 | 0.45 | 0.45
11 | 5 | 6 | 7399 | Yes |  |  |  | 0 | 0.58 | 0.58
11 | 5 | 7 | 7400 | Yes |  |  |  | 0 | 0.7 | 0.7
11 | 5 | 8 | 7401 | Yes |  |  |  | 0 | 0.85 | 0.85
11 | 5 | 9 | 7402 | Yes |  |  |  | 0 | 1.03 | 1.03
11 | 5 | 10 | 7403 | Yes |  |  |  | 0 | 0.99 | 0.99
11 | 5 | 11 | 7404 | Yes |  |  |  | 0 | 0.92 | 0.92
11 | 5 | 12 | 7405 | Yes |  |  |  | 0 | 0.95 | 0.95
11 | 5 | 13 | 7406 | Yes |  |  |  | 0 | 1 | 1
11 | 5 | 14 | 7407 | Yes |  |  |  | 0 | 1.02 | 1.02
11 | 5 | 15 | 7408 | Yes |  |  |  | 0 | 1.03 | 1.03
11 | 5 | 16 | 7409 | Yes |  |  |  | 0 | 1.05 | 1.05
11 | 5 | 17 | 7410 | Yes |  |  |  | 0 | 0.85 | 0.85
11 | 5 | 18 | 7411 | Yes |  |  |  | 0 | 0.7 | 0.7
11 | 5 | 19 | 7412 | Yes |  |  |  | 0 | 0.55 | 0.55
11 | 5 | 20 | 7413 | Yes |  |  |  | 0 | 0.35 | 0.35
11 | 5 | 21 | 7414 | Yes |  |  |  | 0 | 0.2 | 0.2
11 | 5 | 22 | 7415 | Yes |  |  |  | 0 | 0.2 | 0.2
11 | 5 | 23 | 7416 | Yes |  |  |  | 0 | 0.2 | 0.2
11 | 6 | 0 | 7417 | Yes |  |  |  | 0 | 0.2 | 0.2
11 | 6 | 1 | 7418 | Yes |  |  |  | 0 | 0.2 | 0.2
11 | 6 | 2 | 7419 | Yes |  |  |  | 0 | 0.2 | 0.2
11 | 6 | 3 | 7420 | Yes |  |  |  | 0 | 0.2 | 0.2
11 | 6 | 4 | 7421 | Yes |  |  |  | 0 | 0.3 | 0.3
11 | 6 | 5 | 7422 | Yes |  |  |  | 0 | 0.45 | 0.45
11 | 6 | 6 | 7423 | Yes |  |  |  | 0 | 0.58 | 0.58
11 | 6 | 7 | 7424 | Yes |  |  |  | 0 | 0.7 | 0.7
11 | 6 | 8 | 7425 | Yes |  |  |  | 0 | 0.85 | 0.85
11 | 6 | 9 | 7426 | Yes |  |  |  | 0 | 1.03 | 1.03
11 | 6 | 10 | 7427 | Yes |  |  |  | 0 | 0.99 | 0.99
11 | 6 | 11 | 7428 | Yes |  |  |  | 0 | 0.92 | 0.92
11 | 6 | 12 | 7429 | Yes |  |  |  | 0 | 0.95 | 0.95
11 | 6 | 13 | 7430 | Yes |  |  |  | 0 | 1 | 1
11 | 6 | 14 | 7431 | Yes |  |  |  | 0 | 1.02 | 1.02
11 | 6 | 15 | 7432 | Yes |  |  |  | 0 | 1.03 | 1.03
11 | 6 | 16 | 7433 | Yes |  |  |  | 0 | 1.05 | 1.05
11 | 6 | 17 | 7434 | Yes |  |  |  | 0 | 0.85 | 0.85
11 | 6 | 18 | 7435 | Yes |  |  |  | 0 | 0.7 | 0.7
11 | 6 | 19 | 7436 | Yes |  |  |  | 0 | 0.55 | 0.55
11 | 6 | 20 | 7437 | Yes |  |  |  | 0 | 0.35 | 0.35
11 | 6 | 21 | 7438 | Yes |  |  |  | 0 | 0.2 | 0.2
11 | 6 | 22 | 7439 | Yes |  |  |  | 0 | 0.2 | 0.2
11 | 6 | 23 | 7440 | Yes |  |  |  | 0 | 0.2 | 0.2
11 | 7 | 0 | 7441 | Saturday |  |  |  | 0 | 0.2 | 0.2
11 | 7 | 1 | 7442 | Saturday |  |  |  | 0 | 0.2 | 0.2
11 | 7 | 2 | 7443 | Saturday |  |  |  | 0 | 0.2 | 0.2
11 | 7 | 3 | 7444 | Saturday |  |  |  | 0 | 0.2 | 0.2
11 | 7 | 4 | 7445 | Saturday |  |  |  | 0 | 0.3 | 0.3
11 | 7 | 5 | 7446 | Saturday |  |  |  | 0 | 0.45 | 0.45
11 | 7 | 6 | 7447 | Saturday |  |  |  | 0 | 0.58 | 0.58
11 | 7 | 7 | 7448 | Saturday |  |  |  | 0 | 0.7 | 0.7
11 | 7 | 8 | 7449 | Saturday |  |  |  | 0 | 0.85 | 0.85
11 | 7 | 9 | 7450 | Saturday |  |  |  | 0 | 1.03 | 1.03
11 | 7 | 10 | 7451 | Saturday |  |  |  | 0 | 0.99 | 0.99
11 | 7 | 11 | 7452 | Saturday |  |  |  | 0 | 0.92 | 0.92
11 | 7 | 12 | 7453 | Saturday |  |  |  | 0 | 0.95 | 0.95
11 | 7 | 13 | 7454 | Saturday |  |  |  | 0 | 1 | 1
11 | 7 | 14 | 7455 | Saturday |  |  |  | 0 | 1.02 | 1.02
11 | 7 | 15 | 7456 | Saturday |  |  |  | 0 | 1.03 | 1.03
11 | 7 | 16 | 7457 | Saturday |  |  |  | 0 | 1.05 | 1.05
11 | 7 | 17 | 7458 | Saturday |  |  |  | 0 | 0.85 | 0.85
11 | 7 | 18 | 7459 | Saturday |  |  |  | 0 | 0.7 | 0.7
11 | 7 | 19 | 7460 | Saturday |  |  |  | 0 | 0.55 | 0.55
11 | 7 | 20 | 7461 | Saturday |  |  |  | 0 | 0.35 | 0.35
11 | 7 | 21 | 7462 | Saturday |  |  |  | 0 | 0.2 | 0.2
11 | 7 | 22 | 7463 | Saturday |  |  |  | 0 | 0.2 | 0.2
11 | 7 | 23 | 7464 | Saturday |  |  |  | 0 | 0.2 | 0.2
11 | 8 | 0 | 7465 | Sunday |  |  |  | 0 | 0.2 | 0.2
11 | 8 | 1 | 7466 | Sunday |  |  |  | 0 | 0.2 | 0.2
11 | 8 | 2 | 7467 | Sunday |  |  |  | 0 | 0.2 | 0.2
11 | 8 | 3 | 7468 | Sunday |  |  |  | 0 | 0.2 | 0.2
11 | 8 | 4 | 7469 | Sunday |  |  |  | 0 | 0.3 | 0.3
11 | 8 | 5 | 7470 | Sunday |  |  |  | 0 | 0.45 | 0.45
11 | 8 | 6 | 7471 | Sunday |  |  |  | 0 | 0.58 | 0.58
11 | 8 | 7 | 7472 | Sunday |  |  |  | 0 | 0.7 | 0.7
11 | 8 | 8 | 7473 | Sunday |  |  |  | 0 | 0.85 | 0.85
11 | 8 | 9 | 7474 | Sunday |  |  |  | 0 | 1.03 | 1.03
11 | 8 | 10 | 7475 | Sunday |  |  |  | 0 | 0.99 | 0.99
11 | 8 | 11 | 7476 | Sunday |  |  |  | 0 | 0.92 | 0.92
11 | 8 | 12 | 7477 | Sunday |  |  |  | 0 | 0.95 | 0.95
11 | 8 | 13 | 7478 | Sunday |  |  |  | 0 | 1 | 1
11 | 8 | 14 | 7479 | Sunday |  |  |  | 0 | 1.02 | 1.02
11 | 8 | 15 | 7480 | Sunday |  |  |  | 0 | 1.03 | 1.03
11 | 8 | 16 | 7481 | Sunday |  |  |  | 0 | 1.05 | 1.05
11 | 8 | 17 | 7482 | Sunday |  |  |  | 0 | 0.85 | 0.85
11 | 8 | 18 | 7483 | Sunday |  |  |  | 0 | 0.7 | 0.7
11 | 8 | 19 | 7484 | Sunday |  |  |  | 0 | 0.55 | 0.55
11 | 8 | 20 | 7485 | Sunday |  |  |  | 0 | 0.35 | 0.35
11 | 8 | 21 | 7486 | Sunday |  |  |  | 0 | 0.2 | 0.2
11 | 8 | 22 | 7487 | Sunday |  |  |  | 0 | 0.2 | 0.2
11 | 8 | 23 | 7488 | Sunday |  |  |  | 0 | 0.2 | 0.2
11 | 9 | 0 | 7489 | Yes |  |  |  | 0 | 0.2 | 0.2
11 | 9 | 1 | 7490 | Yes |  |  |  | 0 | 0.2 | 0.2
11 | 9 | 2 | 7491 | Yes |  |  |  | 0 | 0.2 | 0.2
11 | 9 | 3 | 7492 | Yes |  |  |  | 0 | 0.2 | 0.2
11 | 9 | 4 | 7493 | Yes |  |  |  | 0 | 0.3 | 0.3
11 | 9 | 5 | 7494 | Yes |  |  |  | 0 | 0.45 | 0.45
11 | 9 | 6 | 7495 | Yes |  |  |  | 0 | 0.58 | 0.58
11 | 9 | 7 | 7496 | Yes |  |  |  | 0 | 0.7 | 0.7
11 | 9 | 8 | 7497 | Yes |  |  |  | 0 | 0.85 | 0.85
11 | 9 | 9 | 7498 | Yes |  |  |  | 0 | 1.03 | 1.03
11 | 9 | 10 | 7499 | Yes |  |  |  | 0 | 0.99 | 0.99
11 | 9 | 11 | 7500 | Yes |  |  |  | 0 | 0.92 | 0.92
11 | 9 | 12 | 7501 | Yes |  |  |  | 0 | 0.95 | 0.95
11 | 9 | 13 | 7502 | Yes |  |  |  | 0 | 1 | 1
11 | 9 | 14 | 7503 | Yes |  |  |  | 0 | 1.02 | 1.02
11 | 9 | 15 | 7504 | Yes |  |  |  | 0 | 1.03 | 1.03
11 | 9 | 16 | 7505 | Yes |  |  |  | 0 | 1.05 | 1.05
11 | 9 | 17 | 7506 | Yes |  |  |  | 0 | 0.85 | 0.85
11 | 9 | 18 | 7507 | Yes |  |  |  | 0 | 0.7 | 0.7
11 | 9 | 19 | 7508 | Yes |  |  |  | 0 | 0.55 | 0.55
11 | 9 | 20 | 7509 | Yes |  |  |  | 0 | 0.35 | 0.35
11 | 9 | 21 | 7510 | Yes |  |  |  | 0 | 0.2 | 0.2
11 | 9 | 22 | 7511 | Yes |  |  |  | 0 | 0.2 | 0.2
11 | 9 | 23 | 7512 | Yes |  |  |  | 0 | 0.2 | 0.2
11 | 10 | 0 | 7513 | Yes |  |  |  | 0 | 0.2 | 0.2
11 | 10 | 1 | 7514 | Yes |  |  |  | 0 | 0.2 | 0.2
11 | 10 | 2 | 7515 | Yes |  |  |  | 0 | 0.2 | 0.2
11 | 10 | 3 | 7516 | Yes |  |  |  | 0 | 0.2 | 0.2
11 | 10 | 4 | 7517 | Yes |  |  |  | 0 | 0.3 | 0.3
11 | 10 | 5 | 7518 | Yes |  |  |  | 0 | 0.45 | 0.45
11 | 10 | 6 | 7519 | Yes |  |  |  | 0 | 0.58 | 0.58
11 | 10 | 7 | 7520 | Yes |  |  |  | 0 | 0.7 | 0.7
11 | 10 | 8 | 7521 | Yes |  |  |  | 0 | 0.85 | 0.85
11 | 10 | 9 | 7522 | Yes |  |  |  | 0 | 1.03 | 1.03
11 | 10 | 10 | 7523 | Yes |  |  |  | 0 | 0.99 | 0.99
11 | 10 | 11 | 7524 | Yes |  |  |  | 0 | 0.92 | 0.92
11 | 10 | 12 | 7525 | Yes |  |  |  | 0 | 0.95 | 0.95
11 | 10 | 13 | 7526 | Yes |  |  |  | 0 | 1 | 1
11 | 10 | 14 | 7527 | Yes |  |  |  | 0 | 1.02 | 1.02
11 | 10 | 15 | 7528 | Yes |  |  |  | 0 | 1.03 | 1.03
11 | 10 | 16 | 7529 | Yes |  |  |  | 0 | 1.05 | 1.05
11 | 10 | 17 | 7530 | Yes |  |  |  | 0 | 0.85 | 0.85
11 | 10 | 18 | 7531 | Yes |  |  |  | 0 | 0.7 | 0.7
11 | 10 | 19 | 7532 | Yes |  |  |  | 0 | 0.55 | 0.55
11 | 10 | 20 | 7533 | Yes |  |  |  | 0 | 0.35 | 0.35
11 | 10 | 21 | 7534 | Yes |  |  |  | 0 | 0.2 | 0.2
11 | 10 | 22 | 7535 | Yes |  |  |  | 0 | 0.2 | 0.2
11 | 10 | 23 | 7536 | Yes |  |  |  | 0 | 0.2 | 0.2
11 | 11 | 0 | 7537 | Yes |  |  |  | 0 | 0.2 | 0.2
11 | 11 | 1 | 7538 | Yes |  |  |  | 0 | 0.2 | 0.2
11 | 11 | 2 | 7539 | Yes |  |  |  | 0 | 0.2 | 0.2
11 | 11 | 3 | 7540 | Yes |  |  |  | 0 | 0.2 | 0.2
11 | 11 | 4 | 7541 | Yes |  |  |  | 0 | 0.3 | 0.3
11 | 11 | 5 | 7542 | Yes |  |  |  | 0 | 0.45 | 0.45
11 | 11 | 6 | 7543 | Yes |  |  |  | 0 | 0.58 | 0.58
11 | 11 | 7 | 7544 | Yes |  |  |  | 0 | 0.7 | 0.7
11 | 11 | 8 | 7545 | Yes |  |  |  | 0 | 0.85 | 0.85
11 | 11 | 9 | 7546 | Yes |  |  |  | 0 | 1.03 | 1.03
11 | 11 | 10 | 7547 | Yes |  |  |  | 0 | 0.99 | 0.99
11 | 11 | 11 | 7548 | Yes |  |  |  | 0 | 0.92 | 0.92
11 | 11 | 12 | 7549 | Yes |  |  |  | 0 | 0.95 | 0.95
11 | 11 | 13 | 7550 | Yes |  |  |  | 0 | 1 | 1
11 | 11 | 14 | 7551 | Yes |  |  |  | 0 | 1.02 | 1.02
11 | 11 | 15 | 7552 | Yes |  |  |  | 0 | 1.03 | 1.03
11 | 11 | 16 | 7553 | Yes |  |  |  | 0 | 1.05 | 1.05
11 | 11 | 17 | 7554 | Yes |  |  |  | 0 | 0.85 | 0.85
11 | 11 | 18 | 7555 | Yes |  |  |  | 0 | 0.7 | 0.7
11 | 11 | 19 | 7556 | Yes |  |  |  | 0 | 0.55 | 0.55
11 | 11 | 20 | 7557 | Yes |  |  |  | 0 | 0.35 | 0.35
11 | 11 | 21 | 7558 | Yes |  |  |  | 0 | 0.2 | 0.2
11 | 11 | 22 | 7559 | Yes |  |  |  | 0 | 0.2 | 0.2
11 | 11 | 23 | 7560 | Yes |  |  |  | 0 | 0.2 | 0.2
11 | 12 | 0 | 7561 | Yes |  |  |  | 0 | 0.2 | 0.2
11 | 12 | 1 | 7562 | Yes |  |  |  | 0 | 0.2 | 0.2
11 | 12 | 2 | 7563 | Yes |  |  |  | 0 | 0.2 | 0.2
11 | 12 | 3 | 7564 | Yes |  |  |  | 0 | 0.2 | 0.2
11 | 12 | 4 | 7565 | Yes |  |  |  | 0 | 0.3 | 0.3
11 | 12 | 5 | 7566 | Yes |  |  |  | 0 | 0.45 | 0.45
11 | 12 | 6 | 7567 | Yes |  |  |  | 0 | 0.58 | 0.58
11 | 12 | 7 | 7568 | Yes |  |  |  | 0 | 0.7 | 0.7
11 | 12 | 8 | 7569 | Yes |  |  |  | 0 | 0.85 | 0.85
11 | 12 | 9 | 7570 | Yes |  |  |  | 0 | 1.03 | 1.03
11 | 12 | 10 | 7571 | Yes |  |  |  | 0 | 0.99 | 0.99
11 | 12 | 11 | 7572 | Yes |  |  |  | 0 | 0.92 | 0.92
11 | 12 | 12 | 7573 | Yes |  |  |  | 0 | 0.95 | 0.95
11 | 12 | 13 | 7574 | Yes |  |  |  | 0 | 1 | 1
11 | 12 | 14 | 7575 | Yes |  |  |  | 0 | 1.02 | 1.02
11 | 12 | 15 | 7576 | Yes |  |  |  | 0 | 1.03 | 1.03
11 | 12 | 16 | 7577 | Yes |  |  |  | 0 | 1.05 | 1.05
11 | 12 | 17 | 7578 | Yes |  |  |  | 0 | 0.85 | 0.85
11 | 12 | 18 | 7579 | Yes |  |  |  | 0 | 0.7 | 0.7
11 | 12 | 19 | 7580 | Yes |  |  |  | 0 | 0.55 | 0.55
11 | 12 | 20 | 7581 | Yes |  |  |  | 0 | 0.35 | 0.35
11 | 12 | 21 | 7582 | Yes |  |  |  | 0 | 0.2 | 0.2
11 | 12 | 22 | 7583 | Yes |  |  |  | 0 | 0.2 | 0.2
11 | 12 | 23 | 7584 | Yes |  |  |  | 0 | 0.2 | 0.2
11 | 13 | 0 | 7585 | Yes |  |  |  | 0 | 0.2 | 0.2
11 | 13 | 1 | 7586 | Yes |  |  |  | 0 | 0.2 | 0.2
11 | 13 | 2 | 7587 | Yes |  |  |  | 0 | 0.2 | 0.2
11 | 13 | 3 | 7588 | Yes |  |  |  | 0 | 0.2 | 0.2
11 | 13 | 4 | 7589 | Yes |  |  |  | 0 | 0.3 | 0.3
11 | 13 | 5 | 7590 | Yes |  |  |  | 0 | 0.45 | 0.45
11 | 13 | 6 | 7591 | Yes |  |  |  | 0 | 0.58 | 0.58
11 | 13 | 7 | 7592 | Yes |  |  |  | 0 | 0.7 | 0.7
11 | 13 | 8 | 7593 | Yes |  |  |  | 0 | 0.85 | 0.85
11 | 13 | 9 | 7594 | Yes |  |  |  | 0 | 1.03 | 1.03
11 | 13 | 10 | 7595 | Yes |  |  |  | 0 | 0.99 | 0.99
11 | 13 | 11 | 7596 | Yes |  |  |  | 0 | 0.92 | 0.92
11 | 13 | 12 | 7597 | Yes |  |  |  | 0 | 0.95 | 0.95
11 | 13 | 13 | 7598 | Yes |  |  |  | 0 | 1 | 1
11 | 13 | 14 | 7599 | Yes |  |  |  | 0 | 1.02 | 1.02
11 | 13 | 15 | 7600 | Yes |  |  |  | 0 | 1.03 | 1.03
11 | 13 | 16 | 7601 | Yes |  |  |  | 0 | 1.05 | 1.05
11 | 13 | 17 | 7602 | Yes |  |  |  | 0 | 0.85 | 0.85
11 | 13 | 18 | 7603 | Yes |  |  |  | 0 | 0.7 | 0.7
11 | 13 | 19 | 7604 | Yes |  |  |  | 0 | 0.55 | 0.55
11 | 13 | 20 | 7605 | Yes |  |  |  | 0 | 0.35 | 0.35
11 | 13 | 21 | 7606 | Yes |  |  |  | 0 | 0.2 | 0.2
11 | 13 | 22 | 7607 | Yes |  |  |  | 0 | 0.2 | 0.2
11 | 13 | 23 | 7608 | Yes |  |  |  | 0 | 0.2 | 0.2
11 | 14 | 0 | 7609 | Saturday |  |  |  | 0 | 0.2 | 0.2
11 | 14 | 1 | 7610 | Saturday |  |  |  | 0 | 0.2 | 0.2
11 | 14 | 2 | 7611 | Saturday |  |  |  | 0 | 0.2 | 0.2
11 | 14 | 3 | 7612 | Saturday |  |  |  | 0 | 0.2 | 0.2
11 | 14 | 4 | 7613 | Saturday |  |  |  | 0 | 0.3 | 0.3
11 | 14 | 5 | 7614 | Saturday |  |  |  | 0 | 0.45 | 0.45
11 | 14 | 6 | 7615 | Saturday |  |  |  | 0 | 0.58 | 0.58
11 | 14 | 7 | 7616 | Saturday |  |  |  | 0 | 0.7 | 0.7
11 | 14 | 8 | 7617 | Saturday |  |  |  | 0 | 0.85 | 0.85
11 | 14 | 9 | 7618 | Saturday |  |  |  | 0 | 1.03 | 1.03
11 | 14 | 10 | 7619 | Saturday |  |  |  | 0 | 0.99 | 0.99
11 | 14 | 11 | 7620 | Saturday |  |  |  | 0 | 0.92 | 0.92
11 | 14 | 12 | 7621 | Saturday |  |  |  | 0 | 0.95 | 0.95
11 | 14 | 13 | 7622 | Saturday |  |  |  | 0 | 1 | 1
11 | 14 | 14 | 7623 | Saturday |  |  |  | 0 | 1.02 | 1.02
11 | 14 | 15 | 7624 | Saturday |  |  |  | 0 | 1.03 | 1.03
11 | 14 | 16 | 7625 | Saturday |  |  |  | 0 | 1.05 | 1.05
11 | 14 | 17 | 7626 | Saturday |  |  |  | 0 | 0.85 | 0.85
11 | 14 | 18 | 7627 | Saturday |  |  |  | 0 | 0.7 | 0.7
11 | 14 | 19 | 7628 | Saturday |  |  |  | 0 | 0.55 | 0.55
11 | 14 | 20 | 7629 | Saturday |  |  |  | 0 | 0.35 | 0.35
11 | 14 | 21 | 7630 | Saturday |  |  |  | 0 | 0.2 | 0.2
11 | 14 | 22 | 7631 | Saturday |  |  |  | 0 | 0.2 | 0.2
11 | 14 | 23 | 7632 | Saturday |  |  |  | 0 | 0.2 | 0.2
11 | 15 | 0 | 7633 | Sunday |  |  |  | 0 | 0.2 | 0.2
11 | 15 | 1 | 7634 | Sunday |  |  |  | 0 | 0.2 | 0.2
11 | 15 | 2 | 7635 | Sunday |  |  |  | 0 | 0.2 | 0.2
11 | 15 | 3 | 7636 | Sunday |  |  |  | 0 | 0.2 | 0.2
11 | 15 | 4 | 7637 | Sunday |  |  |  | 0 | 0.3 | 0.3
11 | 15 | 5 | 7638 | Sunday |  |  |  | 0 | 0.45 | 0.45
11 | 15 | 6 | 7639 | Sunday |  |  |  | 0 | 0.58 | 0.58
11 | 15 | 7 | 7640 | Sunday |  |  |  | 0 | 0.7 | 0.7
11 | 15 | 8 | 7641 | Sunday |  |  |  | 0 | 0.85 | 0.85
11 | 15 | 9 | 7642 | Sunday |  |  |  | 0 | 1.03 | 1.03
11 | 15 | 10 | 7643 | Sunday |  |  |  | 0 | 0.99 | 0.99
11 | 15 | 11 | 7644 | Sunday |  |  |  | 0 | 0.92 | 0.92
11 | 15 | 12 | 7645 | Sunday |  |  |  | 0 | 0.95 | 0.95
11 | 15 | 13 | 7646 | Sunday |  |  |  | 0 | 1 | 1
11 | 15 | 14 | 7647 | Sunday |  |  |  | 0 | 1.02 | 1.02
11 | 15 | 15 | 7648 | Sunday |  |  |  | 0 | 1.03 | 1.03
11 | 15 | 16 | 7649 | Sunday |  |  |  | 0 | 1.05 | 1.05
11 | 15 | 17 | 7650 | Sunday |  |  |  | 0 | 0.85 | 0.85
11 | 15 | 18 | 7651 | Sunday |  |  |  | 0 | 0.7 | 0.7
11 | 15 | 19 | 7652 | Sunday |  |  |  | 0 | 0.55 | 0.55
11 | 15 | 20 | 7653 | Sunday |  |  |  | 0 | 0.35 | 0.35
11 | 15 | 21 | 7654 | Sunday |  |  |  | 0 | 0.2 | 0.2
11 | 15 | 22 | 7655 | Sunday |  |  |  | 0 | 0.2 | 0.2
11 | 15 | 23 | 7656 | Sunday |  |  |  | 0 | 0.2 | 0.2
11 | 16 | 0 | 7657 | Yes |  |  |  | 0 | 0.2 | 0.2
11 | 16 | 1 | 7658 | Yes |  |  |  | 0 | 0.2 | 0.2
11 | 16 | 2 | 7659 | Yes |  |  |  | 0 | 0.2 | 0.2
11 | 16 | 3 | 7660 | Yes |  |  |  | 0 | 0.2 | 0.2
11 | 16 | 4 | 7661 | Yes |  |  |  | 0 | 0.3 | 0.3
11 | 16 | 5 | 7662 | Yes |  |  |  | 0 | 0.45 | 0.45
11 | 16 | 6 | 7663 | Yes |  |  |  | 0 | 0.58 | 0.58
11 | 16 | 7 | 7664 | Yes |  |  |  | 0 | 0.7 | 0.7
11 | 16 | 8 | 7665 | Yes |  |  |  | 0 | 0.85 | 0.85
11 | 16 | 9 | 7666 | Yes |  |  |  | 0 | 1.03 | 1.03
11 | 16 | 10 | 7667 | Yes |  |  |  | 0 | 0.99 | 0.99
11 | 16 | 11 | 7668 | Yes |  |  |  | 0 | 0.92 | 0.92
11 | 16 | 12 | 7669 | Yes |  |  |  | 0 | 0.95 | 0.95
11 | 16 | 13 | 7670 | Yes |  |  |  | 0 | 1 | 1
11 | 16 | 14 | 7671 | Yes |  |  |  | 0 | 1.02 | 1.02
11 | 16 | 15 | 7672 | Yes |  |  |  | 0 | 1.03 | 1.03
11 | 16 | 16 | 7673 | Yes |  |  |  | 0 | 1.05 | 1.05
11 | 16 | 17 | 7674 | Yes |  |  |  | 0 | 0.85 | 0.85
11 | 16 | 18 | 7675 | Yes |  |  |  | 0 | 0.7 | 0.7
11 | 16 | 19 | 7676 | Yes |  |  |  | 0 | 0.55 | 0.55
11 | 16 | 20 | 7677 | Yes |  |  |  | 0 | 0.35 | 0.35
11 | 16 | 21 | 7678 | Yes |  |  |  | 0 | 0.2 | 0.2
11 | 16 | 22 | 7679 | Yes |  |  |  | 0 | 0.2 | 0.2
11 | 16 | 23 | 7680 | Yes |  |  |  | 0 | 0.2 | 0.2
11 | 17 | 0 | 7681 | Yes |  |  |  | 0 | 0.2 | 0.2
11 | 17 | 1 | 7682 | Yes |  |  |  | 0 | 0.2 | 0.2
11 | 17 | 2 | 7683 | Yes |  |  |  | 0 | 0.2 | 0.2
11 | 17 | 3 | 7684 | Yes |  |  |  | 0 | 0.2 | 0.2
11 | 17 | 4 | 7685 | Yes |  |  |  | 0 | 0.3 | 0.3
11 | 17 | 5 | 7686 | Yes |  |  |  | 0 | 0.45 | 0.45
11 | 17 | 6 | 7687 | Yes |  |  |  | 0 | 0.58 | 0.58
11 | 17 | 7 | 7688 | Yes |  |  |  | 0 | 0.7 | 0.7
11 | 17 | 8 | 7689 | Yes |  |  |  | 0 | 0.85 | 0.85
11 | 17 | 9 | 7690 | Yes |  |  |  | 0 | 1.03 | 1.03
11 | 17 | 10 | 7691 | Yes |  |  |  | 0 | 0.99 | 0.99
11 | 17 | 11 | 7692 | Yes |  |  |  | 0 | 0.92 | 0.92
11 | 17 | 12 | 7693 | Yes |  |  |  | 0 | 0.95 | 0.95
11 | 17 | 13 | 7694 | Yes |  |  |  | 0 | 1 | 1
11 | 17 | 14 | 7695 | Yes |  |  |  | 0 | 1.02 | 1.02
11 | 17 | 15 | 7696 | Yes |  |  |  | 0 | 1.03 | 1.03
11 | 17 | 16 | 7697 | Yes |  |  |  | 0 | 1.05 | 1.05
11 | 17 | 17 | 7698 | Yes |  |  |  | 0 | 0.85 | 0.85
11 | 17 | 18 | 7699 | Yes |  |  |  | 0 | 0.7 | 0.7
11 | 17 | 19 | 7700 | Yes |  |  |  | 0 | 0.55 | 0.55
11 | 17 | 20 | 7701 | Yes |  |  |  | 0 | 0.35 | 0.35
11 | 17 | 21 | 7702 | Yes |  |  |  | 0 | 0.2 | 0.2
11 | 17 | 22 | 7703 | Yes |  |  |  | 0 | 0.2 | 0.2
11 | 17 | 23 | 7704 | Yes |  |  |  | 0 | 0.2 | 0.2
11 | 18 | 0 | 7705 | Yes |  |  |  | 0 | 0.2 | 0.2
11 | 18 | 1 | 7706 | Yes |  |  |  | 0 | 0.2 | 0.2
11 | 18 | 2 | 7707 | Yes |  |  |  | 0 | 0.2 | 0.2
11 | 18 | 3 | 7708 | Yes |  |  |  | 0 | 0.2 | 0.2
11 | 18 | 4 | 7709 | Yes |  |  |  | 0 | 0.3 | 0.3
11 | 18 | 5 | 7710 | Yes |  |  |  | 0 | 0.45 | 0.45
11 | 18 | 6 | 7711 | Yes |  |  |  | 0 | 0.58 | 0.58
11 | 18 | 7 | 7712 | Yes |  |  |  | 0 | 0.7 | 0.7
11 | 18 | 8 | 7713 | Yes |  |  |  | 0 | 0.85 | 0.85
11 | 18 | 9 | 7714 | Yes |  |  |  | 0 | 1.03 | 1.03
11 | 18 | 10 | 7715 | Yes |  |  |  | 0 | 0.99 | 0.99
11 | 18 | 11 | 7716 | Yes |  |  |  | 0 | 0.92 | 0.92
11 | 18 | 12 | 7717 | Yes |  |  |  | 0 | 0.95 | 0.95
11 | 18 | 13 | 7718 | Yes |  |  |  | 0 | 1 | 1
11 | 18 | 14 | 7719 | Yes |  |  |  | 0 | 1.02 | 1.02
11 | 18 | 15 | 7720 | Yes |  |  |  | 0 | 1.03 | 1.03
11 | 18 | 16 | 7721 | Yes |  |  |  | 0 | 1.05 | 1.05
11 | 18 | 17 | 7722 | Yes |  |  |  | 0 | 0.85 | 0.85
11 | 18 | 18 | 7723 | Yes |  |  |  | 0 | 0.7 | 0.7
11 | 18 | 19 | 7724 | Yes |  |  |  | 0 | 0.55 | 0.55
11 | 18 | 20 | 7725 | Yes |  |  |  | 0 | 0.35 | 0.35
11 | 18 | 21 | 7726 | Yes |  |  |  | 0 | 0.2 | 0.2
11 | 18 | 22 | 7727 | Yes |  |  |  | 0 | 0.2 | 0.2
11 | 18 | 23 | 7728 | Yes |  |  |  | 0 | 0.2 | 0.2
11 | 19 | 0 | 7729 | Yes |  |  |  | 0 | 0.2 | 0.2
11 | 19 | 1 | 7730 | Yes |  |  |  | 0 | 0.2 | 0.2
11 | 19 | 2 | 7731 | Yes |  |  |  | 0 | 0.2 | 0.2
11 | 19 | 3 | 7732 | Yes |  |  |  | 0 | 0.2 | 0.2
11 | 19 | 4 | 7733 | Yes |  |  |  | 0 | 0.3 | 0.3
11 | 19 | 5 | 7734 | Yes |  |  |  | 0 | 0.45 | 0.45
11 | 19 | 6 | 7735 | Yes |  |  |  | 0 | 0.58 | 0.58
11 | 19 | 7 | 7736 | Yes |  |  |  | 0 | 0.7 | 0.7
11 | 19 | 8 | 7737 | Yes |  |  |  | 0 | 0.85 | 0.85
11 | 19 | 9 | 7738 | Yes |  |  |  | 0 | 1.03 | 1.03
11 | 19 | 10 | 7739 | Yes |  |  |  | 0 | 0.99 | 0.99
11 | 19 | 11 | 7740 | Yes |  |  |  | 0 | 0.92 | 0.92
11 | 19 | 12 | 7741 | Yes |  |  |  | 0 | 0.95 | 0.95
11 | 19 | 13 | 7742 | Yes |  |  |  | 0 | 1 | 1
11 | 19 | 14 | 7743 | Yes |  |  |  | 0 | 1.02 | 1.02
11 | 19 | 15 | 7744 | Yes |  |  |  | 0 | 1.03 | 1.03
11 | 19 | 16 | 7745 | Yes |  |  |  | 0 | 1.05 | 1.05
11 | 19 | 17 | 7746 | Yes |  |  |  | 0 | 0.85 | 0.85
11 | 19 | 18 | 7747 | Yes |  |  |  | 0 | 0.7 | 0.7
11 | 19 | 19 | 7748 | Yes |  |  |  | 0 | 0.55 | 0.55
11 | 19 | 20 | 7749 | Yes |  |  |  | 0 | 0.35 | 0.35
11 | 19 | 21 | 7750 | Yes |  |  |  | 0 | 0.2 | 0.2
11 | 19 | 22 | 7751 | Yes |  |  |  | 0 | 0.2 | 0.2
11 | 19 | 23 | 7752 | Yes |  |  |  | 0 | 0.2 | 0.2
11 | 20 | 0 | 7753 | Yes |  |  |  | 0 | 0.2 | 0.2
11 | 20 | 1 | 7754 | Yes |  |  |  | 0 | 0.2 | 0.2
11 | 20 | 2 | 7755 | Yes |  |  |  | 0 | 0.2 | 0.2
11 | 20 | 3 | 7756 | Yes |  |  |  | 0 | 0.2 | 0.2
11 | 20 | 4 | 7757 | Yes |  |  |  | 0 | 0.3 | 0.3
11 | 20 | 5 | 7758 | Yes |  |  |  | 0 | 0.45 | 0.45
11 | 20 | 6 | 7759 | Yes |  |  |  | 0 | 0.58 | 0.58
11 | 20 | 7 | 7760 | Yes |  |  |  | 0 | 0.7 | 0.7
11 | 20 | 8 | 7761 | Yes |  |  |  | 0 | 0.85 | 0.85
11 | 20 | 9 | 7762 | Yes |  |  |  | 0 | 1.03 | 1.03
11 | 20 | 10 | 7763 | Yes |  |  |  | 0 | 0.99 | 0.99
11 | 20 | 11 | 7764 | Yes |  |  |  | 0 | 0.92 | 0.92
11 | 20 | 12 | 7765 | Yes |  |  |  | 0 | 0.95 | 0.95
11 | 20 | 13 | 7766 | Yes |  |  |  | 0 | 1 | 1
11 | 20 | 14 | 7767 | Yes |  |  |  | 0 | 1.02 | 1.02
11 | 20 | 15 | 7768 | Yes |  |  |  | 0 | 1.03 | 1.03
11 | 20 | 16 | 7769 | Yes |  |  |  | 0 | 1.05 | 1.05
11 | 20 | 17 | 7770 | Yes |  |  |  | 0 | 0.85 | 0.85
11 | 20 | 18 | 7771 | Yes |  |  |  | 0 | 0.7 | 0.7
11 | 20 | 19 | 7772 | Yes |  |  |  | 0 | 0.55 | 0.55
11 | 20 | 20 | 7773 | Yes |  |  |  | 0 | 0.35 | 0.35
11 | 20 | 21 | 7774 | Yes |  |  |  | 0 | 0.2 | 0.2
11 | 20 | 22 | 7775 | Yes |  |  |  | 0 | 0.2 | 0.2
11 | 20 | 23 | 7776 | Yes |  |  |  | 0 | 0.2 | 0.2
11 | 21 | 0 | 7777 | Saturday |  |  |  | 0 | 0.2 | 0.2
11 | 21 | 1 | 7778 | Saturday |  |  |  | 0 | 0.2 | 0.2
11 | 21 | 2 | 7779 | Saturday |  |  |  | 0 | 0.2 | 0.2
11 | 21 | 3 | 7780 | Saturday |  |  |  | 0 | 0.2 | 0.2
11 | 21 | 4 | 7781 | Saturday |  |  |  | 0 | 0.3 | 0.3
11 | 21 | 5 | 7782 | Saturday |  |  |  | 0 | 0.45 | 0.45
11 | 21 | 6 | 7783 | Saturday |  |  |  | 0 | 0.58 | 0.58
11 | 21 | 7 | 7784 | Saturday |  |  |  | 0 | 0.7 | 0.7
11 | 21 | 8 | 7785 | Saturday |  |  |  | 0 | 0.85 | 0.85
11 | 21 | 9 | 7786 | Saturday |  |  |  | 0 | 1.03 | 1.03
11 | 21 | 10 | 7787 | Saturday |  |  |  | 0 | 0.99 | 0.99
11 | 21 | 11 | 7788 | Saturday |  |  |  | 0 | 0.92 | 0.92
11 | 21 | 12 | 7789 | Saturday |  |  |  | 0 | 0.95 | 0.95
11 | 21 | 13 | 7790 | Saturday |  |  |  | 0 | 1 | 1
11 | 21 | 14 | 7791 | Saturday |  |  |  | 0 | 1.02 | 1.02
11 | 21 | 15 | 7792 | Saturday |  |  |  | 0 | 1.03 | 1.03
11 | 21 | 16 | 7793 | Saturday |  |  |  | 0 | 1.05 | 1.05
11 | 21 | 17 | 7794 | Saturday |  |  |  | 0 | 0.85 | 0.85
11 | 21 | 18 | 7795 | Saturday |  |  |  | 0 | 0.7 | 0.7
11 | 21 | 19 | 7796 | Saturday |  |  |  | 0 | 0.55 | 0.55
11 | 21 | 20 | 7797 | Saturday |  |  |  | 0 | 0.35 | 0.35
11 | 21 | 21 | 7798 | Saturday |  |  |  | 0 | 0.2 | 0.2
11 | 21 | 22 | 7799 | Saturday |  |  |  | 0 | 0.2 | 0.2
11 | 21 | 23 | 7800 | Saturday |  |  |  | 0 | 0.2 | 0.2
11 | 22 | 0 | 7801 | Sunday |  |  |  | 0 | 0.2 | 0.2
11 | 22 | 1 | 7802 | Sunday |  |  |  | 0 | 0.2 | 0.2
11 | 22 | 2 | 7803 | Sunday |  |  |  | 0 | 0.2 | 0.2
11 | 22 | 3 | 7804 | Sunday |  |  |  | 0 | 0.2 | 0.2
11 | 22 | 4 | 7805 | Sunday |  |  |  | 0 | 0.3 | 0.3
11 | 22 | 5 | 7806 | Sunday |  |  |  | 0 | 0.45 | 0.45
11 | 22 | 6 | 7807 | Sunday |  |  |  | 0 | 0.58 | 0.58
11 | 22 | 7 | 7808 | Sunday |  |  |  | 0 | 0.7 | 0.7
11 | 22 | 8 | 7809 | Sunday |  |  |  | 0 | 0.85 | 0.85
11 | 22 | 9 | 7810 | Sunday |  |  |  | 0 | 1.03 | 1.03
11 | 22 | 10 | 7811 | Sunday |  |  |  | 0 | 0.99 | 0.99
11 | 22 | 11 | 7812 | Sunday |  |  |  | 0 | 0.92 | 0.92
11 | 22 | 12 | 7813 | Sunday |  |  |  | 0 | 0.95 | 0.95
11 | 22 | 13 | 7814 | Sunday |  |  |  | 0 | 1 | 1
11 | 22 | 14 | 7815 | Sunday |  |  |  | 0 | 1.02 | 1.02
11 | 22 | 15 | 7816 | Sunday |  |  |  | 0 | 1.03 | 1.03
11 | 22 | 16 | 7817 | Sunday |  |  |  | 0 | 1.05 | 1.05
11 | 22 | 17 | 7818 | Sunday |  |  |  | 0 | 0.85 | 0.85
11 | 22 | 18 | 7819 | Sunday |  |  |  | 0 | 0.7 | 0.7
11 | 22 | 19 | 7820 | Sunday |  |  |  | 0 | 0.55 | 0.55
11 | 22 | 20 | 7821 | Sunday |  |  |  | 0 | 0.35 | 0.35
11 | 22 | 21 | 7822 | Sunday |  |  |  | 0 | 0.2 | 0.2
11 | 22 | 22 | 7823 | Sunday |  |  |  | 0 | 0.2 | 0.2
11 | 22 | 23 | 7824 | Sunday |  |  |  | 0 | 0.2 | 0.2
11 | 23 | 0 | 7825 | Yes |  |  |  | 0 | 0.2 | 0.2
11 | 23 | 1 | 7826 | Yes |  |  |  | 0 | 0.2 | 0.2
11 | 23 | 2 | 7827 | Yes |  |  |  | 0 | 0.2 | 0.2
11 | 23 | 3 | 7828 | Yes |  |  |  | 0 | 0.2 | 0.2
11 | 23 | 4 | 7829 | Yes |  |  |  | 0 | 0.3 | 0.3
11 | 23 | 5 | 7830 | Yes |  |  |  | 0 | 0.45 | 0.45
11 | 23 | 6 | 7831 | Yes |  |  |  | 0 | 0.58 | 0.58
11 | 23 | 7 | 7832 | Yes |  |  |  | 0 | 0.7 | 0.7
11 | 23 | 8 | 7833 | Yes |  |  |  | 0 | 0.85 | 0.85
11 | 23 | 9 | 7834 | Yes |  |  |  | 0 | 1.03 | 1.03
11 | 23 | 10 | 7835 | Yes |  |  |  | 0 | 0.99 | 0.99
11 | 23 | 11 | 7836 | Yes |  |  |  | 0 | 0.92 | 0.92
11 | 23 | 12 | 7837 | Yes |  |  |  | 0 | 0.95 | 0.95
11 | 23 | 13 | 7838 | Yes |  |  |  | 0 | 1 | 1
11 | 23 | 14 | 7839 | Yes |  |  |  | 0 | 1.02 | 1.02
11 | 23 | 15 | 7840 | Yes |  |  |  | 0 | 1.03 | 1.03
11 | 23 | 16 | 7841 | Yes |  |  |  | 0 | 1.05 | 1.05
11 | 23 | 17 | 7842 | Yes |  |  |  | 0 | 0.85 | 0.85
11 | 23 | 18 | 7843 | Yes |  |  |  | 0 | 0.7 | 0.7
11 | 23 | 19 | 7844 | Yes |  |  |  | 0 | 0.55 | 0.55
11 | 23 | 20 | 7845 | Yes |  |  |  | 0 | 0.35 | 0.35
11 | 23 | 21 | 7846 | Yes |  |  |  | 0 | 0.2 | 0.2
11 | 23 | 22 | 7847 | Yes |  |  |  | 0 | 0.2 | 0.2
11 | 23 | 23 | 7848 | Yes |  |  |  | 0 | 0.2 | 0.2
11 | 24 | 0 | 7849 | Yes |  |  |  | 0 | 0.2 | 0.2
11 | 24 | 1 | 7850 | Yes |  |  |  | 0 | 0.2 | 0.2
11 | 24 | 2 | 7851 | Yes |  |  |  | 0 | 0.2 | 0.2
11 | 24 | 3 | 7852 | Yes |  |  |  | 0 | 0.2 | 0.2
11 | 24 | 4 | 7853 | Yes |  |  |  | 0 | 0.3 | 0.3
11 | 24 | 5 | 7854 | Yes |  |  |  | 0 | 0.45 | 0.45
11 | 24 | 6 | 7855 | Yes |  |  |  | 0 | 0.58 | 0.58
11 | 24 | 7 | 7856 | Yes |  |  |  | 0 | 0.7 | 0.7
11 | 24 | 8 | 7857 | Yes |  |  |  | 0 | 0.85 | 0.85
11 | 24 | 9 | 7858 | Yes |  |  |  | 0 | 1.03 | 1.03
11 | 24 | 10 | 7859 | Yes |  |  |  | 0 | 0.99 | 0.99
11 | 24 | 11 | 7860 | Yes |  |  |  | 0 | 0.92 | 0.92
11 | 24 | 12 | 7861 | Yes |  |  |  | 0 | 0.95 | 0.95
11 | 24 | 13 | 7862 | Yes |  |  |  | 0 | 1 | 1
11 | 24 | 14 | 7863 | Yes |  |  |  | 0 | 1.02 | 1.02
11 | 24 | 15 | 7864 | Yes |  |  |  | 0 | 1.03 | 1.03
11 | 24 | 16 | 7865 | Yes |  |  |  | 0 | 1.05 | 1.05
11 | 24 | 17 | 7866 | Yes |  |  |  | 0 | 0.85 | 0.85
11 | 24 | 18 | 7867 | Yes |  |  |  | 0 | 0.7 | 0.7
11 | 24 | 19 | 7868 | Yes |  |  |  | 0 | 0.55 | 0.55
11 | 24 | 20 | 7869 | Yes |  |  |  | 0 | 0.35 | 0.35
11 | 24 | 21 | 7870 | Yes |  |  |  | 0 | 0.2 | 0.2
11 | 24 | 22 | 7871 | Yes |  |  |  | 0 | 0.2 | 0.2
11 | 24 | 23 | 7872 | Yes |  |  |  | 0 | 0.2 | 0.2
11 | 25 | 0 | 7873 | Yes |  |  |  | 0 | 0.2 | 0.2
11 | 25 | 1 | 7874 | Yes |  |  |  | 0 | 0.2 | 0.2
11 | 25 | 2 | 7875 | Yes |  |  |  | 0 | 0.2 | 0.2
11 | 25 | 3 | 7876 | Yes |  |  |  | 0 | 0.2 | 0.2
11 | 25 | 4 | 7877 | Yes |  |  |  | 0 | 0.3 | 0.3
11 | 25 | 5 | 7878 | Yes |  |  |  | 0 | 0.45 | 0.45
11 | 25 | 6 | 7879 | Yes |  |  |  | 0 | 0.58 | 0.58
11 | 25 | 7 | 7880 | Yes |  |  |  | 0 | 0.7 | 0.7
11 | 25 | 8 | 7881 | Yes |  |  |  | 0 | 0.85 | 0.85
11 | 25 | 9 | 7882 | Yes |  |  |  | 0 | 1.03 | 1.03
11 | 25 | 10 | 7883 | Yes |  |  |  | 0 | 0.99 | 0.99
11 | 25 | 11 | 7884 | Yes |  |  |  | 0 | 0.92 | 0.92
11 | 25 | 12 | 7885 | Yes |  |  |  | 0 | 0.95 | 0.95
11 | 25 | 13 | 7886 | Yes |  |  |  | 0 | 1 | 1
11 | 25 | 14 | 7887 | Yes |  |  |  | 0 | 1.02 | 1.02
11 | 25 | 15 | 7888 | Yes |  |  |  | 0 | 1.03 | 1.03
11 | 25 | 16 | 7889 | Yes |  |  |  | 0 | 1.05 | 1.05
11 | 25 | 17 | 7890 | Yes |  |  |  | 0 | 0.85 | 0.85
11 | 25 | 18 | 7891 | Yes |  |  |  | 0 | 0.7 | 0.7
11 | 25 | 19 | 7892 | Yes |  |  |  | 0 | 0.55 | 0.55
11 | 25 | 20 | 7893 | Yes |  |  |  | 0 | 0.35 | 0.35
11 | 25 | 21 | 7894 | Yes |  |  |  | 0 | 0.2 | 0.2
11 | 25 | 22 | 7895 | Yes |  |  |  | 0 | 0.2 | 0.2
11 | 25 | 23 | 7896 | Yes |  |  |  | 0 | 0.2 | 0.2
11 | 26 | 0 | 7897 | Yes |  |  |  | 0 | 0.2 | 0.2
11 | 26 | 1 | 7898 | Yes |  |  |  | 0 | 0.2 | 0.2
11 | 26 | 2 | 7899 | Yes |  |  |  | 0 | 0.2 | 0.2
11 | 26 | 3 | 7900 | Yes |  |  |  | 0 | 0.2 | 0.2
11 | 26 | 4 | 7901 | Yes |  |  |  | 0 | 0.3 | 0.3
11 | 26 | 5 | 7902 | Yes |  |  |  | 0 | 0.45 | 0.45
11 | 26 | 6 | 7903 | Yes |  |  |  | 0 | 0.58 | 0.58
11 | 26 | 7 | 7904 | Yes |  |  |  | 0 | 0.7 | 0.7
11 | 26 | 8 | 7905 | Yes |  |  |  | 0 | 0.85 | 0.85
11 | 26 | 9 | 7906 | Yes |  |  |  | 0 | 1.03 | 1.03
11 | 26 | 10 | 7907 | Yes |  |  |  | 0 | 0.99 | 0.99
11 | 26 | 11 | 7908 | Yes |  |  |  | 0 | 0.92 | 0.92
11 | 26 | 12 | 7909 | Yes |  |  |  | 0 | 0.95 | 0.95
11 | 26 | 13 | 7910 | Yes |  |  |  | 0 | 1 | 1
11 | 26 | 14 | 7911 | Yes |  |  |  | 0 | 1.02 | 1.02
11 | 26 | 15 | 7912 | Yes |  |  |  | 0 | 1.03 | 1.03
11 | 26 | 16 | 7913 | Yes |  |  |  | 0 | 1.05 | 1.05
11 | 26 | 17 | 7914 | Yes |  |  |  | 0 | 0.85 | 0.85
11 | 26 | 18 | 7915 | Yes |  |  |  | 0 | 0.7 | 0.7
11 | 26 | 19 | 7916 | Yes |  |  |  | 0 | 0.55 | 0.55
11 | 26 | 20 | 7917 | Yes |  |  |  | 0 | 0.35 | 0.35
11 | 26 | 21 | 7918 | Yes |  |  |  | 0 | 0.2 | 0.2
11 | 26 | 22 | 7919 | Yes |  |  |  | 0 | 0.2 | 0.2
11 | 26 | 23 | 7920 | Yes |  |  |  | 0 | 0.2 | 0.2
11 | 27 | 0 | 7921 | Yes |  |  |  | 0 | 0.2 | 0.2
11 | 27 | 1 | 7922 | Yes |  |  |  | 0 | 0.2 | 0.2
11 | 27 | 2 | 7923 | Yes |  |  |  | 0 | 0.2 | 0.2
11 | 27 | 3 | 7924 | Yes |  |  |  | 0 | 0.2 | 0.2
11 | 27 | 4 | 7925 | Yes |  |  |  | 0 | 0.3 | 0.3
11 | 27 | 5 | 7926 | Yes |  |  |  | 0 | 0.45 | 0.45
11 | 27 | 6 | 7927 | Yes |  |  |  | 0 | 0.58 | 0.58
11 | 27 | 7 | 7928 | Yes |  |  |  | 0 | 0.7 | 0.7
11 | 27 | 8 | 7929 | Yes |  |  |  | 0 | 0.85 | 0.85
11 | 27 | 9 | 7930 | Yes |  |  |  | 0 | 1.03 | 1.03
11 | 27 | 10 | 7931 | Yes |  |  |  | 0 | 0.99 | 0.99
11 | 27 | 11 | 7932 | Yes |  |  |  | 0 | 0.92 | 0.92
11 | 27 | 12 | 7933 | Yes |  |  |  | 0 | 0.95 | 0.95
11 | 27 | 13 | 7934 | Yes |  |  |  | 0 | 1 | 1
11 | 27 | 14 | 7935 | Yes |  |  |  | 0 | 1.02 | 1.02
11 | 27 | 15 | 7936 | Yes |  |  |  | 0 | 1.03 | 1.03
11 | 27 | 16 | 7937 | Yes |  |  |  | 0 | 1.05 | 1.05
11 | 27 | 17 | 7938 | Yes |  |  |  | 0 | 0.85 | 0.85
11 | 27 | 18 | 7939 | Yes |  |  |  | 0 | 0.7 | 0.7
11 | 27 | 19 | 7940 | Yes |  |  |  | 0 | 0.55 | 0.55
11 | 27 | 20 | 7941 | Yes |  |  |  | 0 | 0.35 | 0.35
11 | 27 | 21 | 7942 | Yes |  |  |  | 0 | 0.2 | 0.2
11 | 27 | 22 | 7943 | Yes |  |  |  | 0 | 0.2 | 0.2
11 | 27 | 23 | 7944 | Yes |  |  |  | 0 | 0.2 | 0.2
11 | 28 | 0 | 7945 | Saturday |  |  |  | 0 | 0.2 | 0.2
11 | 28 | 1 | 7946 | Saturday |  |  |  | 0 | 0.2 | 0.2
11 | 28 | 2 | 7947 | Saturday |  |  |  | 0 | 0.2 | 0.2
11 | 28 | 3 | 7948 | Saturday |  |  |  | 0 | 0.2 | 0.2
11 | 28 | 4 | 7949 | Saturday |  |  |  | 0 | 0.3 | 0.3
11 | 28 | 5 | 7950 | Saturday |  |  |  | 0 | 0.45 | 0.45
11 | 28 | 6 | 7951 | Saturday |  |  |  | 0 | 0.58 | 0.58
11 | 28 | 7 | 7952 | Saturday |  |  |  | 0 | 0.7 | 0.7
11 | 28 | 8 | 7953 | Saturday |  |  |  | 0 | 0.85 | 0.85
11 | 28 | 9 | 7954 | Saturday |  |  |  | 0 | 1.03 | 1.03
11 | 28 | 10 | 7955 | Saturday |  |  |  | 0 | 0.99 | 0.99
11 | 28 | 11 | 7956 | Saturday |  |  |  | 0 | 0.92 | 0.92
11 | 28 | 12 | 7957 | Saturday |  |  |  | 0 | 0.95 | 0.95
11 | 28 | 13 | 7958 | Saturday |  |  |  | 0 | 1 | 1
11 | 28 | 14 | 7959 | Saturday |  |  |  | 0 | 1.02 | 1.02
11 | 28 | 15 | 7960 | Saturday |  |  |  | 0 | 1.03 | 1.03
11 | 28 | 16 | 7961 | Saturday |  |  |  | 0 | 1.05 | 1.05
11 | 28 | 17 | 7962 | Saturday |  |  |  | 0 | 0.85 | 0.85
11 | 28 | 18 | 7963 | Saturday |  |  |  | 0 | 0.7 | 0.7
11 | 28 | 19 | 7964 | Saturday |  |  |  | 0 | 0.55 | 0.55
11 | 28 | 20 | 7965 | Saturday |  |  |  | 0 | 0.35 | 0.35
11 | 28 | 21 | 7966 | Saturday |  |  |  | 0 | 0.2 | 0.2
11 | 28 | 22 | 7967 | Saturday |  |  |  | 0 | 0.2 | 0.2
11 | 28 | 23 | 7968 | Saturday |  |  |  | 0 | 0.2 | 0.2
11 | 29 | 0 | 7969 | Sunday |  |  |  | 0 | 0.2 | 0.2
11 | 29 | 1 | 7970 | Sunday |  |  |  | 0 | 0.2 | 0.2
11 | 29 | 2 | 7971 | Sunday |  |  |  | 0 | 0.2 | 0.2
11 | 29 | 3 | 7972 | Sunday |  |  |  | 0 | 0.2 | 0.2
11 | 29 | 4 | 7973 | Sunday |  |  |  | 0 | 0.3 | 0.3
11 | 29 | 5 | 7974 | Sunday |  |  |  | 0 | 0.45 | 0.45
11 | 29 | 6 | 7975 | Sunday |  |  |  | 0 | 0.58 | 0.58
11 | 29 | 7 | 7976 | Sunday |  |  |  | 0 | 0.7 | 0.7
11 | 29 | 8 | 7977 | Sunday |  |  |  | 0 | 0.85 | 0.85
11 | 29 | 9 | 7978 | Sunday |  |  |  | 0 | 1.03 | 1.03
11 | 29 | 10 | 7979 | Sunday |  |  |  | 0 | 0.99 | 0.99
11 | 29 | 11 | 7980 | Sunday |  |  |  | 0 | 0.92 | 0.92
11 | 29 | 12 | 7981 | Sunday |  |  |  | 0 | 0.95 | 0.95
11 | 29 | 13 | 7982 | Sunday |  |  |  | 0 | 1 | 1
11 | 29 | 14 | 7983 | Sunday |  |  |  | 0 | 1.02 | 1.02
11 | 29 | 15 | 7984 | Sunday |  |  |  | 0 | 1.03 | 1.03
11 | 29 | 16 | 7985 | Sunday |  |  |  | 0 | 1.05 | 1.05
11 | 29 | 17 | 7986 | Sunday |  |  |  | 0 | 0.85 | 0.85
11 | 29 | 18 | 7987 | Sunday |  |  |  | 0 | 0.7 | 0.7
11 | 29 | 19 | 7988 | Sunday |  |  |  | 0 | 0.55 | 0.55
11 | 29 | 20 | 7989 | Sunday |  |  |  | 0 | 0.35 | 0.35
11 | 29 | 21 | 7990 | Sunday |  |  |  | 0 | 0.2 | 0.2
11 | 29 | 22 | 7991 | Sunday |  |  |  | 0 | 0.2 | 0.2
11 | 29 | 23 | 7992 | Sunday |  |  |  | 0 | 0.2 | 0.2
11 | 30 | 0 | 7993 | Yes |  |  |  | 0 | 0.2 | 0.2
11 | 30 | 1 | 7994 | Yes |  |  |  | 0 | 0.2 | 0.2
11 | 30 | 2 | 7995 | Yes |  |  |  | 0 | 0.2 | 0.2
11 | 30 | 3 | 7996 | Yes |  |  |  | 0 | 0.2 | 0.2
11 | 30 | 4 | 7997 | Yes |  |  |  | 0 | 0.3 | 0.3
11 | 30 | 5 | 7998 | Yes |  |  |  | 0 | 0.45 | 0.45
11 | 30 | 6 | 7999 | Yes |  |  |  | 0 | 0.58 | 0.58
11 | 30 | 7 | 8000 | Yes |  |  |  | 0 | 0.7 | 0.7
11 | 30 | 8 | 8001 | Yes |  |  |  | 0 | 0.85 | 0.85
11 | 30 | 9 | 8002 | Yes |  |  |  | 0 | 1.03 | 1.03
11 | 30 | 10 | 8003 | Yes |  |  |  | 0 | 0.99 | 0.99
11 | 30 | 11 | 8004 | Yes |  |  |  | 0 | 0.92 | 0.92
11 | 30 | 12 | 8005 | Yes |  |  |  | 0 | 0.95 | 0.95
11 | 30 | 13 | 8006 | Yes |  |  |  | 0 | 1 | 1
11 | 30 | 14 | 8007 | Yes |  |  |  | 0 | 1.02 | 1.02
11 | 30 | 15 | 8008 | Yes |  |  |  | 0 | 1.03 | 1.03
11 | 30 | 16 | 8009 | Yes |  |  |  | 0 | 1.05 | 1.05
11 | 30 | 17 | 8010 | Yes |  |  |  | 0 | 0.85 | 0.85
11 | 30 | 18 | 8011 | Yes |  |  |  | 0 | 0.7 | 0.7
11 | 30 | 19 | 8012 | Yes |  |  |  | 0 | 0.55 | 0.55
11 | 30 | 20 | 8013 | Yes |  |  |  | 0 | 0.35 | 0.35
11 | 30 | 21 | 8014 | Yes |  |  |  | 0 | 0.2 | 0.2
11 | 30 | 22 | 8015 | Yes |  |  |  | 0 | 0.2 | 0.2
11 | 30 | 23 | 8016 | Yes |  |  |  | 0 | 0.2 | 0.2
12 | 1 | 0 | 8017 | Sunday |  |  |  | 0 | 0.2 | 0.2
12 | 1 | 1 | 8018 | Sunday |  |  |  | 0 | 0.2 | 0.2
12 | 1 | 2 | 8019 | Sunday |  |  |  | 0 | 0.2 | 0.2
12 | 1 | 3 | 8020 | Sunday |  |  |  | 0 | 0.2 | 0.2
12 | 1 | 4 | 8021 | Sunday |  |  |  | 0 | 0.3 | 0.3
12 | 1 | 5 | 8022 | Sunday |  |  |  | 0 | 0.45 | 0.45
12 | 1 | 6 | 8023 | Sunday |  |  |  | 0 | 0.58 | 0.58
12 | 1 | 7 | 8024 | Sunday |  |  |  | 0 | 0.7 | 0.7
12 | 1 | 8 | 8025 | Sunday |  |  |  | 0 | 0.85 | 0.85
12 | 1 | 9 | 8026 | Sunday |  |  |  | 0 | 1.03 | 1.03
12 | 1 | 10 | 8027 | Sunday |  |  |  | 0 | 0.99 | 0.99
12 | 1 | 11 | 8028 | Sunday |  |  |  | 0 | 0.92 | 0.92
12 | 1 | 12 | 8029 | Sunday |  |  |  | 0 | 0.95 | 0.95
12 | 1 | 13 | 8030 | Sunday |  |  |  | 0 | 1 | 1
12 | 1 | 14 | 8031 | Sunday |  |  |  | 0 | 1.02 | 1.02
12 | 1 | 15 | 8032 | Sunday |  |  |  | 0 | 1.03 | 1.03
12 | 1 | 16 | 8033 | Sunday |  |  |  | 0 | 1.05 | 1.05
12 | 1 | 17 | 8034 | Sunday |  |  |  | 0 | 0.85 | 0.85
12 | 1 | 18 | 8035 | Sunday |  |  |  | 0 | 0.7 | 0.7
12 | 1 | 19 | 8036 | Sunday |  |  |  | 0 | 0.55 | 0.55
12 | 1 | 20 | 8037 | Sunday |  |  |  | 0 | 0.35 | 0.35
12 | 1 | 21 | 8038 | Sunday |  |  |  | 0 | 0.2 | 0.2
12 | 1 | 22 | 8039 | Sunday |  |  |  | 0 | 0.2 | 0.2
12 | 1 | 23 | 8040 | Sunday |  |  |  | 0 | 0.2 | 0.2
12 | 2 | 0 | 8041 | Yes |  |  |  | 0 | 0.2 | 0.2
12 | 2 | 1 | 8042 | Yes |  |  |  | 0 | 0.2 | 0.2
12 | 2 | 2 | 8043 | Yes |  |  |  | 0 | 0.2 | 0.2
12 | 2 | 3 | 8044 | Yes |  |  |  | 0 | 0.2 | 0.2
12 | 2 | 4 | 8045 | Yes |  |  |  | 0 | 0.3 | 0.3
12 | 2 | 5 | 8046 | Yes |  |  |  | 0 | 0.45 | 0.45
12 | 2 | 6 | 8047 | Yes |  |  |  | 0 | 0.58 | 0.58
12 | 2 | 7 | 8048 | Yes |  |  |  | 0 | 0.7 | 0.7
12 | 2 | 8 | 8049 | Yes |  |  |  | 0 | 0.85 | 0.85
12 | 2 | 9 | 8050 | Yes |  |  |  | 0 | 1.03 | 1.03
12 | 2 | 10 | 8051 | Yes |  |  |  | 0 | 0.99 | 0.99
12 | 2 | 11 | 8052 | Yes |  |  |  | 0 | 0.92 | 0.92
12 | 2 | 12 | 8053 | Yes |  |  |  | 0 | 0.95 | 0.95
12 | 2 | 13 | 8054 | Yes |  |  |  | 0 | 1 | 1
12 | 2 | 14 | 8055 | Yes |  |  |  | 0 | 1.02 | 1.02
12 | 2 | 15 | 8056 | Yes |  |  |  | 0 | 1.03 | 1.03
12 | 2 | 16 | 8057 | Yes |  |  |  | 0 | 1.05 | 1.05
12 | 2 | 17 | 8058 | Yes |  |  |  | 0 | 0.85 | 0.85
12 | 2 | 18 | 8059 | Yes |  |  |  | 0 | 0.7 | 0.7
12 | 2 | 19 | 8060 | Yes |  |  |  | 0 | 0.55 | 0.55
12 | 2 | 20 | 8061 | Yes |  |  |  | 0 | 0.35 | 0.35
12 | 2 | 21 | 8062 | Yes |  |  |  | 0 | 0.2 | 0.2
12 | 2 | 22 | 8063 | Yes |  |  |  | 0 | 0.2 | 0.2
12 | 2 | 23 | 8064 | Yes |  |  |  | 0 | 0.2 | 0.2
12 | 3 | 0 | 8065 | Yes |  |  |  | 0 | 0.2 | 0.2
12 | 3 | 1 | 8066 | Yes |  |  |  | 0 | 0.2 | 0.2
12 | 3 | 2 | 8067 | Yes |  |  |  | 0 | 0.2 | 0.2
12 | 3 | 3 | 8068 | Yes |  |  |  | 0 | 0.2 | 0.2
12 | 3 | 4 | 8069 | Yes |  |  |  | 0 | 0.3 | 0.3
12 | 3 | 5 | 8070 | Yes |  |  |  | 0 | 0.45 | 0.45
12 | 3 | 6 | 8071 | Yes |  |  |  | 0 | 0.58 | 0.58
12 | 3 | 7 | 8072 | Yes |  |  |  | 0 | 0.7 | 0.7
12 | 3 | 8 | 8073 | Yes |  |  |  | 0 | 0.85 | 0.85
12 | 3 | 9 | 8074 | Yes |  |  |  | 0 | 1.03 | 1.03
12 | 3 | 10 | 8075 | Yes |  |  |  | 0 | 0.99 | 0.99
12 | 3 | 11 | 8076 | Yes |  |  |  | 0 | 0.92 | 0.92
12 | 3 | 12 | 8077 | Yes |  |  |  | 0 | 0.95 | 0.95
12 | 3 | 13 | 8078 | Yes |  |  |  | 0 | 1 | 1
12 | 3 | 14 | 8079 | Yes |  |  |  | 0 | 1.02 | 1.02
12 | 3 | 15 | 8080 | Yes |  |  |  | 0 | 1.03 | 1.03
12 | 3 | 16 | 8081 | Yes |  |  |  | 0 | 1.05 | 1.05
12 | 3 | 17 | 8082 | Yes |  |  |  | 0 | 0.85 | 0.85
12 | 3 | 18 | 8083 | Yes |  |  |  | 0 | 0.7 | 0.7
12 | 3 | 19 | 8084 | Yes |  |  |  | 0 | 0.55 | 0.55
12 | 3 | 20 | 8085 | Yes |  |  |  | 0 | 0.35 | 0.35
12 | 3 | 21 | 8086 | Yes |  |  |  | 0 | 0.2 | 0.2
12 | 3 | 22 | 8087 | Yes |  |  |  | 0 | 0.2 | 0.2
12 | 3 | 23 | 8088 | Yes |  |  |  | 0 | 0.2 | 0.2
12 | 4 | 0 | 8089 | Yes |  |  |  | 0 | 0.2 | 0.2
12 | 4 | 1 | 8090 | Yes |  |  |  | 0 | 0.2 | 0.2
12 | 4 | 2 | 8091 | Yes |  |  |  | 0 | 0.2 | 0.2
12 | 4 | 3 | 8092 | Yes |  |  |  | 0 | 0.2 | 0.2
12 | 4 | 4 | 8093 | Yes |  |  |  | 0 | 0.3 | 0.3
12 | 4 | 5 | 8094 | Yes |  |  |  | 0 | 0.45 | 0.45
12 | 4 | 6 | 8095 | Yes |  |  |  | 0 | 0.58 | 0.58
12 | 4 | 7 | 8096 | Yes |  |  |  | 0 | 0.7 | 0.7
12 | 4 | 8 | 8097 | Yes |  |  |  | 0 | 0.85 | 0.85
12 | 4 | 9 | 8098 | Yes |  |  |  | 0 | 1.03 | 1.03
12 | 4 | 10 | 8099 | Yes |  |  |  | 0 | 0.99 | 0.99
12 | 4 | 11 | 8100 | Yes |  |  |  | 0 | 0.92 | 0.92
12 | 4 | 12 | 8101 | Yes |  |  |  | 0 | 0.95 | 0.95
12 | 4 | 13 | 8102 | Yes |  |  |  | 0 | 1 | 1
12 | 4 | 14 | 8103 | Yes |  |  |  | 0 | 1.02 | 1.02
12 | 4 | 15 | 8104 | Yes |  |  |  | 0 | 1.03 | 1.03
12 | 4 | 16 | 8105 | Yes |  |  |  | 0 | 1.05 | 1.05
12 | 4 | 17 | 8106 | Yes |  |  |  | 0 | 0.85 | 0.85
12 | 4 | 18 | 8107 | Yes |  |  |  | 0 | 0.7 | 0.7
12 | 4 | 19 | 8108 | Yes |  |  |  | 0 | 0.55 | 0.55
12 | 4 | 20 | 8109 | Yes |  |  |  | 0 | 0.35 | 0.35
12 | 4 | 21 | 8110 | Yes |  |  |  | 0 | 0.2 | 0.2
12 | 4 | 22 | 8111 | Yes |  |  |  | 0 | 0.2 | 0.2
12 | 4 | 23 | 8112 | Yes |  |  |  | 0 | 0.2 | 0.2
12 | 5 | 0 | 8113 | Yes |  |  |  | 0 | 0.2 | 0.2
12 | 5 | 1 | 8114 | Yes |  |  |  | 0 | 0.2 | 0.2
12 | 5 | 2 | 8115 | Yes |  |  |  | 0 | 0.2 | 0.2
12 | 5 | 3 | 8116 | Yes |  |  |  | 0 | 0.2 | 0.2
12 | 5 | 4 | 8117 | Yes |  |  |  | 0 | 0.3 | 0.3
12 | 5 | 5 | 8118 | Yes |  |  |  | 0 | 0.45 | 0.45
12 | 5 | 6 | 8119 | Yes |  |  |  | 0 | 0.58 | 0.58
12 | 5 | 7 | 8120 | Yes |  |  |  | 0 | 0.7 | 0.7
12 | 5 | 8 | 8121 | Yes |  |  |  | 0 | 0.85 | 0.85
12 | 5 | 9 | 8122 | Yes |  |  |  | 0 | 1.03 | 1.03
12 | 5 | 10 | 8123 | Yes |  |  |  | 0 | 0.99 | 0.99
12 | 5 | 11 | 8124 | Yes |  |  |  | 0 | 0.92 | 0.92
12 | 5 | 12 | 8125 | Yes |  |  |  | 0 | 0.95 | 0.95
12 | 5 | 13 | 8126 | Yes |  |  |  | 0 | 1 | 1
12 | 5 | 14 | 8127 | Yes |  |  |  | 0 | 1.02 | 1.02
12 | 5 | 15 | 8128 | Yes |  |  |  | 0 | 1.03 | 1.03
12 | 5 | 16 | 8129 | Yes |  |  |  | 0 | 1.05 | 1.05
12 | 5 | 17 | 8130 | Yes |  |  |  | 0 | 0.85 | 0.85
12 | 5 | 18 | 8131 | Yes |  |  |  | 0 | 0.7 | 0.7
12 | 5 | 19 | 8132 | Yes |  |  |  | 0 | 0.55 | 0.55
12 | 5 | 20 | 8133 | Yes |  |  |  | 0 | 0.35 | 0.35
12 | 5 | 21 | 8134 | Yes |  |  |  | 0 | 0.2 | 0.2
12 | 5 | 22 | 8135 | Yes |  |  |  | 0 | 0.2 | 0.2
12 | 5 | 23 | 8136 | Yes |  |  |  | 0 | 0.2 | 0.2
12 | 6 | 0 | 8137 | Yes |  |  |  | 0 | 0.2 | 0.2
12 | 6 | 1 | 8138 | Yes |  |  |  | 0 | 0.2 | 0.2
12 | 6 | 2 | 8139 | Yes |  |  |  | 0 | 0.2 | 0.2
12 | 6 | 3 | 8140 | Yes |  |  |  | 0 | 0.2 | 0.2
12 | 6 | 4 | 8141 | Yes |  |  |  | 0 | 0.3 | 0.3
12 | 6 | 5 | 8142 | Yes |  |  |  | 0 | 0.45 | 0.45
12 | 6 | 6 | 8143 | Yes |  |  |  | 0 | 0.58 | 0.58
12 | 6 | 7 | 8144 | Yes |  |  |  | 0 | 0.7 | 0.7
12 | 6 | 8 | 8145 | Yes |  |  |  | 0 | 0.85 | 0.85
12 | 6 | 9 | 8146 | Yes |  |  |  | 0 | 1.03 | 1.03
12 | 6 | 10 | 8147 | Yes |  |  |  | 0 | 0.99 | 0.99
12 | 6 | 11 | 8148 | Yes |  |  |  | 0 | 0.92 | 0.92
12 | 6 | 12 | 8149 | Yes |  |  |  | 0 | 0.95 | 0.95
12 | 6 | 13 | 8150 | Yes |  |  |  | 0 | 1 | 1
12 | 6 | 14 | 8151 | Yes |  |  |  | 0 | 1.02 | 1.02
12 | 6 | 15 | 8152 | Yes |  |  |  | 0 | 1.03 | 1.03
12 | 6 | 16 | 8153 | Yes |  |  |  | 0 | 1.05 | 1.05
12 | 6 | 17 | 8154 | Yes |  |  |  | 0 | 0.85 | 0.85
12 | 6 | 18 | 8155 | Yes |  |  |  | 0 | 0.7 | 0.7
12 | 6 | 19 | 8156 | Yes |  |  |  | 0 | 0.55 | 0.55
12 | 6 | 20 | 8157 | Yes |  |  |  | 0 | 0.35 | 0.35
12 | 6 | 21 | 8158 | Yes |  |  |  | 0 | 0.2 | 0.2
12 | 6 | 22 | 8159 | Yes |  |  |  | 0 | 0.2 | 0.2
12 | 6 | 23 | 8160 | Yes |  |  |  | 0 | 0.2 | 0.2
12 | 7 | 0 | 8161 | Saturday |  |  |  | 0 | 0.2 | 0.2
12 | 7 | 1 | 8162 | Saturday |  |  |  | 0 | 0.2 | 0.2
12 | 7 | 2 | 8163 | Saturday |  |  |  | 0 | 0.2 | 0.2
12 | 7 | 3 | 8164 | Saturday |  |  |  | 0 | 0.2 | 0.2
12 | 7 | 4 | 8165 | Saturday |  |  |  | 0 | 0.3 | 0.3
12 | 7 | 5 | 8166 | Saturday |  |  |  | 0 | 0.45 | 0.45
12 | 7 | 6 | 8167 | Saturday |  |  |  | 0 | 0.58 | 0.58
12 | 7 | 7 | 8168 | Saturday |  |  |  | 0 | 0.7 | 0.7
12 | 7 | 8 | 8169 | Saturday |  |  |  | 0 | 0.85 | 0.85
12 | 7 | 9 | 8170 | Saturday |  |  |  | 0 | 1.03 | 1.03
12 | 7 | 10 | 8171 | Saturday |  |  |  | 0 | 0.99 | 0.99
12 | 7 | 11 | 8172 | Saturday |  |  |  | 0 | 0.92 | 0.92
12 | 7 | 12 | 8173 | Saturday |  |  |  | 0 | 0.95 | 0.95
12 | 7 | 13 | 8174 | Saturday |  |  |  | 0 | 1 | 1
12 | 7 | 14 | 8175 | Saturday |  |  |  | 0 | 1.02 | 1.02
12 | 7 | 15 | 8176 | Saturday |  |  |  | 0 | 1.03 | 1.03
12 | 7 | 16 | 8177 | Saturday |  |  |  | 0 | 1.05 | 1.05
12 | 7 | 17 | 8178 | Saturday |  |  |  | 0 | 0.85 | 0.85
12 | 7 | 18 | 8179 | Saturday |  |  |  | 0 | 0.7 | 0.7
12 | 7 | 19 | 8180 | Saturday |  |  |  | 0 | 0.55 | 0.55
12 | 7 | 20 | 8181 | Saturday |  |  |  | 0 | 0.35 | 0.35
12 | 7 | 21 | 8182 | Saturday |  |  |  | 0 | 0.2 | 0.2
12 | 7 | 22 | 8183 | Saturday |  |  |  | 0 | 0.2 | 0.2
12 | 7 | 23 | 8184 | Saturday |  |  |  | 0 | 0.2 | 0.2
12 | 8 | 0 | 8185 | Sunday |  |  |  | 0 | 0.2 | 0.2
12 | 8 | 1 | 8186 | Sunday |  |  |  | 0 | 0.2 | 0.2
12 | 8 | 2 | 8187 | Sunday |  |  |  | 0 | 0.2 | 0.2
12 | 8 | 3 | 8188 | Sunday |  |  |  | 0 | 0.2 | 0.2
12 | 8 | 4 | 8189 | Sunday |  |  |  | 0 | 0.3 | 0.3
12 | 8 | 5 | 8190 | Sunday |  |  |  | 0 | 0.45 | 0.45
12 | 8 | 6 | 8191 | Sunday |  |  |  | 0 | 0.58 | 0.58
12 | 8 | 7 | 8192 | Sunday |  |  |  | 0 | 0.7 | 0.7
12 | 8 | 8 | 8193 | Sunday |  |  |  | 0 | 0.85 | 0.85
12 | 8 | 9 | 8194 | Sunday |  |  |  | 0 | 1.03 | 1.03
12 | 8 | 10 | 8195 | Sunday |  |  |  | 0 | 0.99 | 0.99
12 | 8 | 11 | 8196 | Sunday |  |  |  | 0 | 0.92 | 0.92
12 | 8 | 12 | 8197 | Sunday |  |  |  | 0 | 0.95 | 0.95
12 | 8 | 13 | 8198 | Sunday |  |  |  | 0 | 1 | 1
12 | 8 | 14 | 8199 | Sunday |  |  |  | 0 | 1.02 | 1.02
12 | 8 | 15 | 8200 | Sunday |  |  |  | 0 | 1.03 | 1.03
12 | 8 | 16 | 8201 | Sunday |  |  |  | 0 | 1.05 | 1.05
12 | 8 | 17 | 8202 | Sunday |  |  |  | 0 | 0.85 | 0.85
12 | 8 | 18 | 8203 | Sunday |  |  |  | 0 | 0.7 | 0.7
12 | 8 | 19 | 8204 | Sunday |  |  |  | 0 | 0.55 | 0.55
12 | 8 | 20 | 8205 | Sunday |  |  |  | 0 | 0.35 | 0.35
12 | 8 | 21 | 8206 | Sunday |  |  |  | 0 | 0.2 | 0.2
12 | 8 | 22 | 8207 | Sunday |  |  |  | 0 | 0.2 | 0.2
12 | 8 | 23 | 8208 | Sunday |  |  |  | 0 | 0.2 | 0.2
12 | 9 | 0 | 8209 | Yes |  |  |  | 0 | 0.2 | 0.2
12 | 9 | 1 | 8210 | Yes |  |  |  | 0 | 0.2 | 0.2
12 | 9 | 2 | 8211 | Yes |  |  |  | 0 | 0.2 | 0.2
12 | 9 | 3 | 8212 | Yes |  |  |  | 0 | 0.2 | 0.2
12 | 9 | 4 | 8213 | Yes |  |  |  | 0 | 0.3 | 0.3
12 | 9 | 5 | 8214 | Yes |  |  |  | 0 | 0.45 | 0.45
12 | 9 | 6 | 8215 | Yes |  |  |  | 0 | 0.58 | 0.58
12 | 9 | 7 | 8216 | Yes |  |  |  | 0 | 0.7 | 0.7
12 | 9 | 8 | 8217 | Yes |  |  |  | 0 | 0.85 | 0.85
12 | 9 | 9 | 8218 | Yes |  |  |  | 0 | 1.03 | 1.03
12 | 9 | 10 | 8219 | Yes |  |  |  | 0 | 0.99 | 0.99
12 | 9 | 11 | 8220 | Yes |  |  |  | 0 | 0.92 | 0.92
12 | 9 | 12 | 8221 | Yes |  |  |  | 0 | 0.95 | 0.95
12 | 9 | 13 | 8222 | Yes |  |  |  | 0 | 1 | 1
12 | 9 | 14 | 8223 | Yes |  |  |  | 0 | 1.02 | 1.02
12 | 9 | 15 | 8224 | Yes |  |  |  | 0 | 1.03 | 1.03
12 | 9 | 16 | 8225 | Yes |  |  |  | 0 | 1.05 | 1.05
12 | 9 | 17 | 8226 | Yes |  |  |  | 0 | 0.85 | 0.85
12 | 9 | 18 | 8227 | Yes |  |  |  | 0 | 0.7 | 0.7
12 | 9 | 19 | 8228 | Yes |  |  |  | 0 | 0.55 | 0.55
12 | 9 | 20 | 8229 | Yes |  |  |  | 0 | 0.35 | 0.35
12 | 9 | 21 | 8230 | Yes |  |  |  | 0 | 0.2 | 0.2
12 | 9 | 22 | 8231 | Yes |  |  |  | 0 | 0.2 | 0.2
12 | 9 | 23 | 8232 | Yes |  |  |  | 0 | 0.2 | 0.2
12 | 10 | 0 | 8233 | Yes |  |  |  | 0 | 0.2 | 0.2
12 | 10 | 1 | 8234 | Yes |  |  |  | 0 | 0.2 | 0.2
12 | 10 | 2 | 8235 | Yes |  |  |  | 0 | 0.2 | 0.2
12 | 10 | 3 | 8236 | Yes |  |  |  | 0 | 0.2 | 0.2
12 | 10 | 4 | 8237 | Yes |  |  |  | 0 | 0.3 | 0.3
12 | 10 | 5 | 8238 | Yes |  |  |  | 0 | 0.45 | 0.45
12 | 10 | 6 | 8239 | Yes |  |  |  | 0 | 0.58 | 0.58
12 | 10 | 7 | 8240 | Yes |  |  |  | 0 | 0.7 | 0.7
12 | 10 | 8 | 8241 | Yes |  |  |  | 0 | 0.85 | 0.85
12 | 10 | 9 | 8242 | Yes |  |  |  | 0 | 1.03 | 1.03
12 | 10 | 10 | 8243 | Yes |  |  |  | 0 | 0.99 | 0.99
12 | 10 | 11 | 8244 | Yes |  |  |  | 0 | 0.92 | 0.92
12 | 10 | 12 | 8245 | Yes |  |  |  | 0 | 0.95 | 0.95
12 | 10 | 13 | 8246 | Yes |  |  |  | 0 | 1 | 1
12 | 10 | 14 | 8247 | Yes |  |  |  | 0 | 1.02 | 1.02
12 | 10 | 15 | 8248 | Yes |  |  |  | 0 | 1.03 | 1.03
12 | 10 | 16 | 8249 | Yes |  |  |  | 0 | 1.05 | 1.05
12 | 10 | 17 | 8250 | Yes |  |  |  | 0 | 0.85 | 0.85
12 | 10 | 18 | 8251 | Yes |  |  |  | 0 | 0.7 | 0.7
12 | 10 | 19 | 8252 | Yes |  |  |  | 0 | 0.55 | 0.55
12 | 10 | 20 | 8253 | Yes |  |  |  | 0 | 0.35 | 0.35
12 | 10 | 21 | 8254 | Yes |  |  |  | 0 | 0.2 | 0.2
12 | 10 | 22 | 8255 | Yes |  |  |  | 0 | 0.2 | 0.2
12 | 10 | 23 | 8256 | Yes |  |  |  | 0 | 0.2 | 0.2
12 | 11 | 0 | 8257 | Yes |  |  |  | 0 | 0.2 | 0.2
12 | 11 | 1 | 8258 | Yes |  |  |  | 0 | 0.2 | 0.2
12 | 11 | 2 | 8259 | Yes |  |  |  | 0 | 0.2 | 0.2
12 | 11 | 3 | 8260 | Yes |  |  |  | 0 | 0.2 | 0.2
12 | 11 | 4 | 8261 | Yes |  |  |  | 0 | 0.3 | 0.3
12 | 11 | 5 | 8262 | Yes |  |  |  | 0 | 0.45 | 0.45
12 | 11 | 6 | 8263 | Yes |  |  |  | 0 | 0.58 | 0.58
12 | 11 | 7 | 8264 | Yes |  |  |  | 0 | 0.7 | 0.7
12 | 11 | 8 | 8265 | Yes |  |  |  | 0 | 0.85 | 0.85
12 | 11 | 9 | 8266 | Yes |  |  |  | 0 | 1.03 | 1.03
12 | 11 | 10 | 8267 | Yes |  |  |  | 0 | 0.99 | 0.99
12 | 11 | 11 | 8268 | Yes |  |  |  | 0 | 0.92 | 0.92
12 | 11 | 12 | 8269 | Yes |  |  |  | 0 | 0.95 | 0.95
12 | 11 | 13 | 8270 | Yes |  |  |  | 0 | 1 | 1
12 | 11 | 14 | 8271 | Yes |  |  |  | 0 | 1.02 | 1.02
12 | 11 | 15 | 8272 | Yes |  |  |  | 0 | 1.03 | 1.03
12 | 11 | 16 | 8273 | Yes |  |  |  | 0 | 1.05 | 1.05
12 | 11 | 17 | 8274 | Yes |  |  |  | 0 | 0.85 | 0.85
12 | 11 | 18 | 8275 | Yes |  |  |  | 0 | 0.7 | 0.7
12 | 11 | 19 | 8276 | Yes |  |  |  | 0 | 0.55 | 0.55
12 | 11 | 20 | 8277 | Yes |  |  |  | 0 | 0.35 | 0.35
12 | 11 | 21 | 8278 | Yes |  |  |  | 0 | 0.2 | 0.2
12 | 11 | 22 | 8279 | Yes |  |  |  | 0 | 0.2 | 0.2
12 | 11 | 23 | 8280 | Yes |  |  |  | 0 | 0.2 | 0.2
12 | 12 | 0 | 8281 | Yes |  |  |  | 0 | 0.2 | 0.2
12 | 12 | 1 | 8282 | Yes |  |  |  | 0 | 0.2 | 0.2
12 | 12 | 2 | 8283 | Yes |  |  |  | 0 | 0.2 | 0.2
12 | 12 | 3 | 8284 | Yes |  |  |  | 0 | 0.2 | 0.2
12 | 12 | 4 | 8285 | Yes |  |  |  | 0 | 0.3 | 0.3
12 | 12 | 5 | 8286 | Yes |  |  |  | 0 | 0.45 | 0.45
12 | 12 | 6 | 8287 | Yes |  |  |  | 0 | 0.58 | 0.58
12 | 12 | 7 | 8288 | Yes |  |  |  | 0 | 0.7 | 0.7
12 | 12 | 8 | 8289 | Yes |  |  |  | 0 | 0.85 | 0.85
12 | 12 | 9 | 8290 | Yes |  |  |  | 0 | 1.03 | 1.03
12 | 12 | 10 | 8291 | Yes |  |  |  | 0 | 0.99 | 0.99
12 | 12 | 11 | 8292 | Yes |  |  |  | 0 | 0.92 | 0.92
12 | 12 | 12 | 8293 | Yes |  |  |  | 0 | 0.95 | 0.95
12 | 12 | 13 | 8294 | Yes |  |  |  | 0 | 1 | 1
12 | 12 | 14 | 8295 | Yes |  |  |  | 0 | 1.02 | 1.02
12 | 12 | 15 | 8296 | Yes |  |  |  | 0 | 1.03 | 1.03
12 | 12 | 16 | 8297 | Yes |  |  |  | 0 | 1.05 | 1.05
12 | 12 | 17 | 8298 | Yes |  |  |  | 0 | 0.85 | 0.85
12 | 12 | 18 | 8299 | Yes |  |  |  | 0 | 0.7 | 0.7
12 | 12 | 19 | 8300 | Yes |  |  |  | 0 | 0.55 | 0.55
12 | 12 | 20 | 8301 | Yes |  |  |  | 0 | 0.35 | 0.35
12 | 12 | 21 | 8302 | Yes |  |  |  | 0 | 0.2 | 0.2
12 | 12 | 22 | 8303 | Yes |  |  |  | 0 | 0.2 | 0.2
12 | 12 | 23 | 8304 | Yes |  |  |  | 0 | 0.2 | 0.2
12 | 13 | 0 | 8305 | Yes |  |  |  | 0 | 0.2 | 0.2
12 | 13 | 1 | 8306 | Yes |  |  |  | 0 | 0.2 | 0.2
12 | 13 | 2 | 8307 | Yes |  |  |  | 0 | 0.2 | 0.2
12 | 13 | 3 | 8308 | Yes |  |  |  | 0 | 0.2 | 0.2
12 | 13 | 4 | 8309 | Yes |  |  |  | 0 | 0.3 | 0.3
12 | 13 | 5 | 8310 | Yes |  |  |  | 0 | 0.45 | 0.45
12 | 13 | 6 | 8311 | Yes |  |  |  | 0 | 0.58 | 0.58
12 | 13 | 7 | 8312 | Yes |  |  |  | 0 | 0.7 | 0.7
12 | 13 | 8 | 8313 | Yes |  |  |  | 0 | 0.85 | 0.85
12 | 13 | 9 | 8314 | Yes |  |  |  | 0 | 1.03 | 1.03
12 | 13 | 10 | 8315 | Yes |  |  |  | 0 | 0.99 | 0.99
12 | 13 | 11 | 8316 | Yes |  |  |  | 0 | 0.92 | 0.92
12 | 13 | 12 | 8317 | Yes |  |  |  | 0 | 0.95 | 0.95
12 | 13 | 13 | 8318 | Yes |  |  |  | 0 | 1 | 1
12 | 13 | 14 | 8319 | Yes |  |  |  | 0 | 1.02 | 1.02
12 | 13 | 15 | 8320 | Yes |  |  |  | 0 | 1.03 | 1.03
12 | 13 | 16 | 8321 | Yes |  |  |  | 0 | 1.05 | 1.05
12 | 13 | 17 | 8322 | Yes |  |  |  | 0 | 0.85 | 0.85
12 | 13 | 18 | 8323 | Yes |  |  |  | 0 | 0.7 | 0.7
12 | 13 | 19 | 8324 | Yes |  |  |  | 0 | 0.55 | 0.55
12 | 13 | 20 | 8325 | Yes |  |  |  | 0 | 0.35 | 0.35
12 | 13 | 21 | 8326 | Yes |  |  |  | 0 | 0.2 | 0.2
12 | 13 | 22 | 8327 | Yes |  |  |  | 0 | 0.2 | 0.2
12 | 13 | 23 | 8328 | Yes |  |  |  | 0 | 0.2 | 0.2
12 | 14 | 0 | 8329 | Saturday |  |  |  | 0 | 0.2 | 0.2
12 | 14 | 1 | 8330 | Saturday |  |  |  | 0 | 0.2 | 0.2
12 | 14 | 2 | 8331 | Saturday |  |  |  | 0 | 0.2 | 0.2
12 | 14 | 3 | 8332 | Saturday |  |  |  | 0 | 0.2 | 0.2
12 | 14 | 4 | 8333 | Saturday |  |  |  | 0 | 0.3 | 0.3
12 | 14 | 5 | 8334 | Saturday |  |  |  | 0 | 0.45 | 0.45
12 | 14 | 6 | 8335 | Saturday |  |  |  | 0 | 0.58 | 0.58
12 | 14 | 7 | 8336 | Saturday |  |  |  | 0 | 0.7 | 0.7
12 | 14 | 8 | 8337 | Saturday |  |  |  | 0 | 0.85 | 0.85
12 | 14 | 9 | 8338 | Saturday |  |  |  | 0 | 1.03 | 1.03
12 | 14 | 10 | 8339 | Saturday |  |  |  | 0 | 0.99 | 0.99
12 | 14 | 11 | 8340 | Saturday |  |  |  | 0 | 0.92 | 0.92
12 | 14 | 12 | 8341 | Saturday |  |  |  | 0 | 0.95 | 0.95
12 | 14 | 13 | 8342 | Saturday |  |  |  | 0 | 1 | 1
12 | 14 | 14 | 8343 | Saturday |  |  |  | 0 | 1.02 | 1.02
12 | 14 | 15 | 8344 | Saturday |  |  |  | 0 | 1.03 | 1.03
12 | 14 | 16 | 8345 | Saturday |  |  |  | 0 | 1.05 | 1.05
12 | 14 | 17 | 8346 | Saturday |  |  |  | 0 | 0.85 | 0.85
12 | 14 | 18 | 8347 | Saturday |  |  |  | 0 | 0.7 | 0.7
12 | 14 | 19 | 8348 | Saturday |  |  |  | 0 | 0.55 | 0.55
12 | 14 | 20 | 8349 | Saturday |  |  |  | 0 | 0.35 | 0.35
12 | 14 | 21 | 8350 | Saturday |  |  |  | 0 | 0.2 | 0.2
12 | 14 | 22 | 8351 | Saturday |  |  |  | 0 | 0.2 | 0.2
12 | 14 | 23 | 8352 | Saturday |  |  |  | 0 | 0.2 | 0.2
12 | 15 | 0 | 8353 | Sunday |  |  |  | 0 | 0.2 | 0.2
12 | 15 | 1 | 8354 | Sunday |  |  |  | 0 | 0.2 | 0.2
12 | 15 | 2 | 8355 | Sunday |  |  |  | 0 | 0.2 | 0.2
12 | 15 | 3 | 8356 | Sunday |  |  |  | 0 | 0.2 | 0.2
12 | 15 | 4 | 8357 | Sunday |  |  |  | 0 | 0.3 | 0.3
12 | 15 | 5 | 8358 | Sunday |  |  |  | 0 | 0.45 | 0.45
12 | 15 | 6 | 8359 | Sunday |  |  |  | 0 | 0.58 | 0.58
12 | 15 | 7 | 8360 | Sunday |  |  |  | 0 | 0.7 | 0.7
12 | 15 | 8 | 8361 | Sunday |  |  |  | 0 | 0.85 | 0.85
12 | 15 | 9 | 8362 | Sunday |  |  |  | 0 | 1.03 | 1.03
12 | 15 | 10 | 8363 | Sunday |  |  |  | 0 | 0.99 | 0.99
12 | 15 | 11 | 8364 | Sunday |  |  |  | 0 | 0.92 | 0.92
12 | 15 | 12 | 8365 | Sunday |  |  |  | 0 | 0.95 | 0.95
12 | 15 | 13 | 8366 | Sunday |  |  |  | 0 | 1 | 1
12 | 15 | 14 | 8367 | Sunday |  |  |  | 0 | 1.02 | 1.02
12 | 15 | 15 | 8368 | Sunday |  |  |  | 0 | 1.03 | 1.03
12 | 15 | 16 | 8369 | Sunday |  |  |  | 0 | 1.05 | 1.05
12 | 15 | 17 | 8370 | Sunday |  |  |  | 0 | 0.85 | 0.85
12 | 15 | 18 | 8371 | Sunday |  |  |  | 0 | 0.7 | 0.7
12 | 15 | 19 | 8372 | Sunday |  |  |  | 0 | 0.55 | 0.55
12 | 15 | 20 | 8373 | Sunday |  |  |  | 0 | 0.35 | 0.35
12 | 15 | 21 | 8374 | Sunday |  |  |  | 0 | 0.2 | 0.2
12 | 15 | 22 | 8375 | Sunday |  |  |  | 0 | 0.2 | 0.2
12 | 15 | 23 | 8376 | Sunday |  |  |  | 0 | 0.2 | 0.2
12 | 16 | 0 | 8377 | Yes |  |  |  | 0 | 0.2 | 0.2
12 | 16 | 1 | 8378 | Yes |  |  |  | 0 | 0.2 | 0.2
12 | 16 | 2 | 8379 | Yes |  |  |  | 0 | 0.2 | 0.2
12 | 16 | 3 | 8380 | Yes |  |  |  | 0 | 0.2 | 0.2
12 | 16 | 4 | 8381 | Yes |  |  |  | 0 | 0.3 | 0.3
12 | 16 | 5 | 8382 | Yes |  |  |  | 0 | 0.45 | 0.45
12 | 16 | 6 | 8383 | Yes |  |  |  | 0 | 0.58 | 0.58
12 | 16 | 7 | 8384 | Yes |  |  |  | 0 | 0.7 | 0.7
12 | 16 | 8 | 8385 | Yes |  |  |  | 0 | 0.85 | 0.85
12 | 16 | 9 | 8386 | Yes |  |  |  | 0 | 1.03 | 1.03
12 | 16 | 10 | 8387 | Yes |  |  |  | 0 | 0.99 | 0.99
12 | 16 | 11 | 8388 | Yes |  |  |  | 0 | 0.92 | 0.92
12 | 16 | 12 | 8389 | Yes |  |  |  | 0 | 0.95 | 0.95
12 | 16 | 13 | 8390 | Yes |  |  |  | 0 | 1 | 1
12 | 16 | 14 | 8391 | Yes |  |  |  | 0 | 1.02 | 1.02
12 | 16 | 15 | 8392 | Yes |  |  |  | 0 | 1.03 | 1.03
12 | 16 | 16 | 8393 | Yes |  |  |  | 0 | 1.05 | 1.05
12 | 16 | 17 | 8394 | Yes |  |  |  | 0 | 0.85 | 0.85
12 | 16 | 18 | 8395 | Yes |  |  |  | 0 | 0.7 | 0.7
12 | 16 | 19 | 8396 | Yes |  |  |  | 0 | 0.55 | 0.55
12 | 16 | 20 | 8397 | Yes |  |  |  | 0 | 0.35 | 0.35
12 | 16 | 21 | 8398 | Yes |  |  |  | 0 | 0.2 | 0.2
12 | 16 | 22 | 8399 | Yes |  |  |  | 0 | 0.2 | 0.2
12 | 16 | 23 | 8400 | Yes |  |  |  | 0 | 0.2 | 0.2
12 | 17 | 0 | 8401 | Yes |  |  |  | 0 | 0.2 | 0.2
12 | 17 | 1 | 8402 | Yes |  |  |  | 0 | 0.2 | 0.2
12 | 17 | 2 | 8403 | Yes |  |  |  | 0 | 0.2 | 0.2
12 | 17 | 3 | 8404 | Yes |  |  |  | 0 | 0.2 | 0.2
12 | 17 | 4 | 8405 | Yes |  |  |  | 0 | 0.3 | 0.3
12 | 17 | 5 | 8406 | Yes |  |  |  | 0 | 0.45 | 0.45
12 | 17 | 6 | 8407 | Yes |  |  |  | 0 | 0.58 | 0.58
12 | 17 | 7 | 8408 | Yes |  |  |  | 0 | 0.7 | 0.7
12 | 17 | 8 | 8409 | Yes |  |  |  | 0 | 0.85 | 0.85
12 | 17 | 9 | 8410 | Yes |  |  |  | 0 | 1.03 | 1.03
12 | 17 | 10 | 8411 | Yes |  |  |  | 0 | 0.99 | 0.99
12 | 17 | 11 | 8412 | Yes |  |  |  | 0 | 0.92 | 0.92
12 | 17 | 12 | 8413 | Yes |  |  |  | 0 | 0.95 | 0.95
12 | 17 | 13 | 8414 | Yes |  |  |  | 0 | 1 | 1
12 | 17 | 14 | 8415 | Yes |  |  |  | 0 | 1.02 | 1.02
12 | 17 | 15 | 8416 | Yes |  |  |  | 0 | 1.03 | 1.03
12 | 17 | 16 | 8417 | Yes |  |  |  | 0 | 1.05 | 1.05
12 | 17 | 17 | 8418 | Yes |  |  |  | 0 | 0.85 | 0.85
12 | 17 | 18 | 8419 | Yes |  |  |  | 0 | 0.7 | 0.7
12 | 17 | 19 | 8420 | Yes |  |  |  | 0 | 0.55 | 0.55
12 | 17 | 20 | 8421 | Yes |  |  |  | 0 | 0.35 | 0.35
12 | 17 | 21 | 8422 | Yes |  |  |  | 0 | 0.2 | 0.2
12 | 17 | 22 | 8423 | Yes |  |  |  | 0 | 0.2 | 0.2
12 | 17 | 23 | 8424 | Yes |  |  |  | 0 | 0.2 | 0.2
12 | 18 | 0 | 8425 | Yes |  |  |  | 0 | 0.2 | 0.2
12 | 18 | 1 | 8426 | Yes |  |  |  | 0 | 0.2 | 0.2
12 | 18 | 2 | 8427 | Yes |  |  |  | 0 | 0.2 | 0.2
12 | 18 | 3 | 8428 | Yes |  |  |  | 0 | 0.2 | 0.2
12 | 18 | 4 | 8429 | Yes |  |  |  | 0 | 0.3 | 0.3
12 | 18 | 5 | 8430 | Yes |  |  |  | 0 | 0.45 | 0.45
12 | 18 | 6 | 8431 | Yes |  |  |  | 0 | 0.58 | 0.58
12 | 18 | 7 | 8432 | Yes |  |  |  | 0 | 0.7 | 0.7
12 | 18 | 8 | 8433 | Yes |  |  |  | 0 | 0.85 | 0.85
12 | 18 | 9 | 8434 | Yes |  |  |  | 0 | 1.03 | 1.03
12 | 18 | 10 | 8435 | Yes |  |  |  | 0 | 0.99 | 0.99
12 | 18 | 11 | 8436 | Yes |  |  |  | 0 | 0.92 | 0.92
12 | 18 | 12 | 8437 | Yes |  |  |  | 0 | 0.95 | 0.95
12 | 18 | 13 | 8438 | Yes |  |  |  | 0 | 1 | 1
12 | 18 | 14 | 8439 | Yes |  |  |  | 0 | 1.02 | 1.02
12 | 18 | 15 | 8440 | Yes |  |  |  | 0 | 1.03 | 1.03
12 | 18 | 16 | 8441 | Yes |  |  |  | 0 | 1.05 | 1.05
12 | 18 | 17 | 8442 | Yes |  |  |  | 0 | 0.85 | 0.85
12 | 18 | 18 | 8443 | Yes |  |  |  | 0 | 0.7 | 0.7
12 | 18 | 19 | 8444 | Yes |  |  |  | 0 | 0.55 | 0.55
12 | 18 | 20 | 8445 | Yes |  |  |  | 0 | 0.35 | 0.35
12 | 18 | 21 | 8446 | Yes |  |  |  | 0 | 0.2 | 0.2
12 | 18 | 22 | 8447 | Yes |  |  |  | 0 | 0.2 | 0.2
12 | 18 | 23 | 8448 | Yes |  |  |  | 0 | 0.2 | 0.2
12 | 19 | 0 | 8449 | Yes |  |  |  | 0 | 0.2 | 0.2
12 | 19 | 1 | 8450 | Yes |  |  |  | 0 | 0.2 | 0.2
12 | 19 | 2 | 8451 | Yes |  |  |  | 0 | 0.2 | 0.2
12 | 19 | 3 | 8452 | Yes |  |  |  | 0 | 0.2 | 0.2
12 | 19 | 4 | 8453 | Yes |  |  |  | 0 | 0.3 | 0.3
12 | 19 | 5 | 8454 | Yes |  |  |  | 0 | 0.45 | 0.45
12 | 19 | 6 | 8455 | Yes |  |  |  | 0 | 0.58 | 0.58
12 | 19 | 7 | 8456 | Yes |  |  |  | 0 | 0.7 | 0.7
12 | 19 | 8 | 8457 | Yes |  |  |  | 0 | 0.85 | 0.85
12 | 19 | 9 | 8458 | Yes |  |  |  | 0 | 1.03 | 1.03
12 | 19 | 10 | 8459 | Yes |  |  |  | 0 | 0.99 | 0.99
12 | 19 | 11 | 8460 | Yes |  |  |  | 0 | 0.92 | 0.92
12 | 19 | 12 | 8461 | Yes |  |  |  | 0 | 0.95 | 0.95
12 | 19 | 13 | 8462 | Yes |  |  |  | 0 | 1 | 1
12 | 19 | 14 | 8463 | Yes |  |  |  | 0 | 1.02 | 1.02
12 | 19 | 15 | 8464 | Yes |  |  |  | 0 | 1.03 | 1.03
12 | 19 | 16 | 8465 | Yes |  |  |  | 0 | 1.05 | 1.05
12 | 19 | 17 | 8466 | Yes |  |  |  | 0 | 0.85 | 0.85
12 | 19 | 18 | 8467 | Yes |  |  |  | 0 | 0.7 | 0.7
12 | 19 | 19 | 8468 | Yes |  |  |  | 0 | 0.55 | 0.55
12 | 19 | 20 | 8469 | Yes |  |  |  | 0 | 0.35 | 0.35
12 | 19 | 21 | 8470 | Yes |  |  |  | 0 | 0.2 | 0.2
12 | 19 | 22 | 8471 | Yes |  |  |  | 0 | 0.2 | 0.2
12 | 19 | 23 | 8472 | Yes |  |  |  | 0 | 0.2 | 0.2
12 | 20 | 0 | 8473 | Yes |  |  |  | 0 | 0.2 | 0.2
12 | 20 | 1 | 8474 | Yes |  |  |  | 0 | 0.2 | 0.2
12 | 20 | 2 | 8475 | Yes |  |  |  | 0 | 0.2 | 0.2
12 | 20 | 3 | 8476 | Yes |  |  |  | 0 | 0.2 | 0.2
12 | 20 | 4 | 8477 | Yes |  |  |  | 0 | 0.3 | 0.3
12 | 20 | 5 | 8478 | Yes |  |  |  | 0 | 0.45 | 0.45
12 | 20 | 6 | 8479 | Yes |  |  |  | 0 | 0.58 | 0.58
12 | 20 | 7 | 8480 | Yes |  |  |  | 0 | 0.7 | 0.7
12 | 20 | 8 | 8481 | Yes |  |  |  | 0 | 0.85 | 0.85
12 | 20 | 9 | 8482 | Yes |  |  |  | 0 | 1.03 | 1.03
12 | 20 | 10 | 8483 | Yes |  |  |  | 0 | 0.99 | 0.99
12 | 20 | 11 | 8484 | Yes |  |  |  | 0 | 0.92 | 0.92
12 | 20 | 12 | 8485 | Yes |  |  |  | 0 | 0.95 | 0.95
12 | 20 | 13 | 8486 | Yes |  |  |  | 0 | 1 | 1
12 | 20 | 14 | 8487 | Yes |  |  |  | 0 | 1.02 | 1.02
12 | 20 | 15 | 8488 | Yes |  |  |  | 0 | 1.03 | 1.03
12 | 20 | 16 | 8489 | Yes |  |  |  | 0 | 1.05 | 1.05
12 | 20 | 17 | 8490 | Yes |  |  |  | 0 | 0.85 | 0.85
12 | 20 | 18 | 8491 | Yes |  |  |  | 0 | 0.7 | 0.7
12 | 20 | 19 | 8492 | Yes |  |  |  | 0 | 0.55 | 0.55
12 | 20 | 20 | 8493 | Yes |  |  |  | 0 | 0.35 | 0.35
12 | 20 | 21 | 8494 | Yes |  |  |  | 0 | 0.2 | 0.2
12 | 20 | 22 | 8495 | Yes |  |  |  | 0 | 0.2 | 0.2
12 | 20 | 23 | 8496 | Yes |  |  |  | 0 | 0.2 | 0.2
12 | 21 | 0 | 8497 | Saturday |  |  |  | 0 | 0.2 | 0.2
12 | 21 | 1 | 8498 | Saturday |  |  |  | 0 | 0.2 | 0.2
12 | 21 | 2 | 8499 | Saturday |  |  |  | 0 | 0.2 | 0.2
12 | 21 | 3 | 8500 | Saturday |  |  |  | 0 | 0.2 | 0.2
12 | 21 | 4 | 8501 | Saturday |  |  |  | 0 | 0.3 | 0.3
12 | 21 | 5 | 8502 | Saturday |  |  |  | 0 | 0.45 | 0.45
12 | 21 | 6 | 8503 | Saturday |  |  |  | 0 | 0.58 | 0.58
12 | 21 | 7 | 8504 | Saturday |  |  |  | 0 | 0.7 | 0.7
12 | 21 | 8 | 8505 | Saturday |  |  |  | 0 | 0.85 | 0.85
12 | 21 | 9 | 8506 | Saturday |  |  |  | 0 | 1.03 | 1.03
12 | 21 | 10 | 8507 | Saturday |  |  |  | 0 | 0.99 | 0.99
12 | 21 | 11 | 8508 | Saturday |  |  |  | 0 | 0.92 | 0.92
12 | 21 | 12 | 8509 | Saturday |  |  |  | 0 | 0.95 | 0.95
12 | 21 | 13 | 8510 | Saturday |  |  |  | 0 | 1 | 1
12 | 21 | 14 | 8511 | Saturday |  |  |  | 0 | 1.02 | 1.02
12 | 21 | 15 | 8512 | Saturday |  |  |  | 0 | 1.03 | 1.03
12 | 21 | 16 | 8513 | Saturday |  |  |  | 0 | 1.05 | 1.05
12 | 21 | 17 | 8514 | Saturday |  |  |  | 0 | 0.85 | 0.85
12 | 21 | 18 | 8515 | Saturday |  |  |  | 0 | 0.7 | 0.7
12 | 21 | 19 | 8516 | Saturday |  |  |  | 0 | 0.55 | 0.55
12 | 21 | 20 | 8517 | Saturday |  |  |  | 0 | 0.35 | 0.35
12 | 21 | 21 | 8518 | Saturday |  |  |  | 0 | 0.2 | 0.2
12 | 21 | 22 | 8519 | Saturday |  |  |  | 0 | 0.2 | 0.2
12 | 21 | 23 | 8520 | Saturday |  |  |  | 0 | 0.2 | 0.2
12 | 22 | 0 | 8521 | Sunday |  |  |  | 0 | 0.2 | 0.2
12 | 22 | 1 | 8522 | Sunday |  |  |  | 0 | 0.2 | 0.2
12 | 22 | 2 | 8523 | Sunday |  |  |  | 0 | 0.2 | 0.2
12 | 22 | 3 | 8524 | Sunday |  |  |  | 0 | 0.2 | 0.2
12 | 22 | 4 | 8525 | Sunday |  |  |  | 0 | 0.3 | 0.3
12 | 22 | 5 | 8526 | Sunday |  |  |  | 0 | 0.45 | 0.45
12 | 22 | 6 | 8527 | Sunday |  |  |  | 0 | 0.58 | 0.58
12 | 22 | 7 | 8528 | Sunday |  |  |  | 0 | 0.7 | 0.7
12 | 22 | 8 | 8529 | Sunday |  |  |  | 0 | 0.85 | 0.85
12 | 22 | 9 | 8530 | Sunday |  |  |  | 0 | 1.03 | 1.03
12 | 22 | 10 | 8531 | Sunday |  |  |  | 0 | 0.99 | 0.99
12 | 22 | 11 | 8532 | Sunday |  |  |  | 0 | 0.92 | 0.92
12 | 22 | 12 | 8533 | Sunday |  |  |  | 0 | 0.95 | 0.95
12 | 22 | 13 | 8534 | Sunday |  |  |  | 0 | 1 | 1
12 | 22 | 14 | 8535 | Sunday |  |  |  | 0 | 1.02 | 1.02
12 | 22 | 15 | 8536 | Sunday |  |  |  | 0 | 1.03 | 1.03
12 | 22 | 16 | 8537 | Sunday |  |  |  | 0 | 1.05 | 1.05
12 | 22 | 17 | 8538 | Sunday |  |  |  | 0 | 0.85 | 0.85
12 | 22 | 18 | 8539 | Sunday |  |  |  | 0 | 0.7 | 0.7
12 | 22 | 19 | 8540 | Sunday |  |  |  | 0 | 0.55 | 0.55
12 | 22 | 20 | 8541 | Sunday |  |  |  | 0 | 0.35 | 0.35
12 | 22 | 21 | 8542 | Sunday |  |  |  | 0 | 0.2 | 0.2
12 | 22 | 22 | 8543 | Sunday |  |  |  | 0 | 0.2 | 0.2
12 | 22 | 23 | 8544 | Sunday |  |  |  | 0 | 0.2 | 0.2
12 | 23 | 0 | 8545 | Yes |  |  |  | 0 | 0.2 | 0.2
12 | 23 | 1 | 8546 | Yes |  |  |  | 0 | 0.2 | 0.2
12 | 23 | 2 | 8547 | Yes |  |  |  | 0 | 0.2 | 0.2
12 | 23 | 3 | 8548 | Yes |  |  |  | 0 | 0.2 | 0.2
12 | 23 | 4 | 8549 | Yes |  |  |  | 0 | 0.3 | 0.3
12 | 23 | 5 | 8550 | Yes |  |  |  | 0 | 0.45 | 0.45
12 | 23 | 6 | 8551 | Yes |  |  |  | 0 | 0.58 | 0.58
12 | 23 | 7 | 8552 | Yes |  |  |  | 0 | 0.7 | 0.7
12 | 23 | 8 | 8553 | Yes |  |  |  | 0 | 0.85 | 0.85
12 | 23 | 9 | 8554 | Yes |  |  |  | 0 | 1.03 | 1.03
12 | 23 | 10 | 8555 | Yes |  |  |  | 0 | 0.99 | 0.99
12 | 23 | 11 | 8556 | Yes |  |  |  | 0 | 0.92 | 0.92
12 | 23 | 12 | 8557 | Yes |  |  |  | 0 | 0.95 | 0.95
12 | 23 | 13 | 8558 | Yes |  |  |  | 0 | 1 | 1
12 | 23 | 14 | 8559 | Yes |  |  |  | 0 | 1.02 | 1.02
12 | 23 | 15 | 8560 | Yes |  |  |  | 0 | 1.03 | 1.03
12 | 23 | 16 | 8561 | Yes |  |  |  | 0 | 1.05 | 1.05
12 | 23 | 17 | 8562 | Yes |  |  |  | 0 | 0.85 | 0.85
12 | 23 | 18 | 8563 | Yes |  |  |  | 0 | 0.7 | 0.7
12 | 23 | 19 | 8564 | Yes |  |  |  | 0 | 0.55 | 0.55
12 | 23 | 20 | 8565 | Yes |  |  |  | 0 | 0.35 | 0.35
12 | 23 | 21 | 8566 | Yes |  |  |  | 0 | 0.2 | 0.2
12 | 23 | 22 | 8567 | Yes |  |  |  | 0 | 0.2 | 0.2
12 | 23 | 23 | 8568 | Yes |  |  |  | 0 | 0.2 | 0.2
12 | 24 | 0 | 8569 | Yes |  |  |  | 0 | 0.2 | 0.2
12 | 24 | 1 | 8570 | Yes |  |  |  | 0 | 0.2 | 0.2
12 | 24 | 2 | 8571 | Yes |  |  |  | 0 | 0.2 | 0.2
12 | 24 | 3 | 8572 | Yes |  |  |  | 0 | 0.2 | 0.2
12 | 24 | 4 | 8573 | Yes |  |  |  | 0 | 0.3 | 0.3
12 | 24 | 5 | 8574 | Yes |  |  |  | 0 | 0.45 | 0.45
12 | 24 | 6 | 8575 | Yes |  |  |  | 0 | 0.58 | 0.58
12 | 24 | 7 | 8576 | Yes |  |  |  | 0 | 0.7 | 0.7
12 | 24 | 8 | 8577 | Yes |  |  |  | 0 | 0.85 | 0.85
12 | 24 | 9 | 8578 | Yes |  |  |  | 0 | 1.03 | 1.03
12 | 24 | 10 | 8579 | Yes |  |  |  | 0 | 0.99 | 0.99
12 | 24 | 11 | 8580 | Yes |  |  |  | 0 | 0.92 | 0.92
12 | 24 | 12 | 8581 | Yes |  |  |  | 0 | 0.95 | 0.95
12 | 24 | 13 | 8582 | Yes |  |  |  | 0 | 1 | 1
12 | 24 | 14 | 8583 | Yes |  |  |  | 0 | 1.02 | 1.02
12 | 24 | 15 | 8584 | Yes |  |  |  | 0 | 1.03 | 1.03
12 | 24 | 16 | 8585 | Yes |  |  |  | 0 | 1.05 | 1.05
12 | 24 | 17 | 8586 | Yes |  |  |  | 0 | 0.85 | 0.85
12 | 24 | 18 | 8587 | Yes |  |  |  | 0 | 0.7 | 0.7
12 | 24 | 19 | 8588 | Yes |  |  |  | 0 | 0.55 | 0.55
12 | 24 | 20 | 8589 | Yes |  |  |  | 0 | 0.35 | 0.35
12 | 24 | 21 | 8590 | Yes |  |  |  | 0 | 0.2 | 0.2
12 | 24 | 22 | 8591 | Yes |  |  |  | 0 | 0.2 | 0.2
12 | 24 | 23 | 8592 | Yes |  |  |  | 0 | 0.2 | 0.2
12 | 25 | 0 | 8593 | Yes |  |  |  | 0 | 0.2 | 0.2
12 | 25 | 1 | 8594 | Yes |  |  |  | 0 | 0.2 | 0.2
12 | 25 | 2 | 8595 | Yes |  |  |  | 0 | 0.2 | 0.2
12 | 25 | 3 | 8596 | Yes |  |  |  | 0 | 0.2 | 0.2
12 | 25 | 4 | 8597 | Yes |  |  |  | 0 | 0.3 | 0.3
12 | 25 | 5 | 8598 | Yes |  |  |  | 0 | 0.45 | 0.45
12 | 25 | 6 | 8599 | Yes |  |  |  | 0 | 0.58 | 0.58
12 | 25 | 7 | 8600 | Yes |  |  |  | 0 | 0.7 | 0.7
12 | 25 | 8 | 8601 | Yes |  |  |  | 0 | 0.85 | 0.85
12 | 25 | 9 | 8602 | Yes |  |  |  | 0 | 1.03 | 1.03
12 | 25 | 10 | 8603 | Yes |  |  |  | 0 | 0.99 | 0.99
12 | 25 | 11 | 8604 | Yes |  |  |  | 0 | 0.92 | 0.92
12 | 25 | 12 | 8605 | Yes |  |  |  | 0 | 0.95 | 0.95
12 | 25 | 13 | 8606 | Yes |  |  |  | 0 | 1 | 1
12 | 25 | 14 | 8607 | Yes |  |  |  | 0 | 1.02 | 1.02
12 | 25 | 15 | 8608 | Yes |  |  |  | 0 | 1.03 | 1.03
12 | 25 | 16 | 8609 | Yes |  |  |  | 0 | 1.05 | 1.05
12 | 25 | 17 | 8610 | Yes |  |  |  | 0 | 0.85 | 0.85
12 | 25 | 18 | 8611 | Yes |  |  |  | 0 | 0.7 | 0.7
12 | 25 | 19 | 8612 | Yes |  |  |  | 0 | 0.55 | 0.55
12 | 25 | 20 | 8613 | Yes |  |  |  | 0 | 0.35 | 0.35
12 | 25 | 21 | 8614 | Yes |  |  |  | 0 | 0.2 | 0.2
12 | 25 | 22 | 8615 | Yes |  |  |  | 0 | 0.2 | 0.2
12 | 25 | 23 | 8616 | Yes |  |  |  | 0 | 0.2 | 0.2
12 | 26 | 0 | 8617 | Yes |  |  |  | 0 | 0.2 | 0.2
12 | 26 | 1 | 8618 | Yes |  |  |  | 0 | 0.2 | 0.2
12 | 26 | 2 | 8619 | Yes |  |  |  | 0 | 0.2 | 0.2
12 | 26 | 3 | 8620 | Yes |  |  |  | 0 | 0.2 | 0.2
12 | 26 | 4 | 8621 | Yes |  |  |  | 0 | 0.3 | 0.3
12 | 26 | 5 | 8622 | Yes |  |  |  | 0 | 0.45 | 0.45
12 | 26 | 6 | 8623 | Yes |  |  |  | 0 | 0.58 | 0.58
12 | 26 | 7 | 8624 | Yes |  |  |  | 0 | 0.7 | 0.7
12 | 26 | 8 | 8625 | Yes |  |  |  | 0 | 0.85 | 0.85
12 | 26 | 9 | 8626 | Yes |  |  |  | 0 | 1.03 | 1.03
12 | 26 | 10 | 8627 | Yes |  |  |  | 0 | 0.99 | 0.99
12 | 26 | 11 | 8628 | Yes |  |  |  | 0 | 0.92 | 0.92
12 | 26 | 12 | 8629 | Yes |  |  |  | 0 | 0.95 | 0.95
12 | 26 | 13 | 8630 | Yes |  |  |  | 0 | 1 | 1
12 | 26 | 14 | 8631 | Yes |  |  |  | 0 | 1.02 | 1.02
12 | 26 | 15 | 8632 | Yes |  |  |  | 0 | 1.03 | 1.03
12 | 26 | 16 | 8633 | Yes |  |  |  | 0 | 1.05 | 1.05
12 | 26 | 17 | 8634 | Yes |  |  |  | 0 | 0.85 | 0.85
12 | 26 | 18 | 8635 | Yes |  |  |  | 0 | 0.7 | 0.7
12 | 26 | 19 | 8636 | Yes |  |  |  | 0 | 0.55 | 0.55
12 | 26 | 20 | 8637 | Yes |  |  |  | 0 | 0.35 | 0.35
12 | 26 | 21 | 8638 | Yes |  |  |  | 0 | 0.2 | 0.2
12 | 26 | 22 | 8639 | Yes |  |  |  | 0 | 0.2 | 0.2
12 | 26 | 23 | 8640 | Yes |  |  |  | 0 | 0.2 | 0.2
12 | 27 | 0 | 8641 | Yes |  |  |  | 0 | 0.2 | 0.2
12 | 27 | 1 | 8642 | Yes |  |  |  | 0 | 0.2 | 0.2
12 | 27 | 2 | 8643 | Yes |  |  |  | 0 | 0.2 | 0.2
12 | 27 | 3 | 8644 | Yes |  |  |  | 0 | 0.2 | 0.2
12 | 27 | 4 | 8645 | Yes |  |  |  | 0 | 0.3 | 0.3
12 | 27 | 5 | 8646 | Yes |  |  |  | 0 | 0.45 | 0.45
12 | 27 | 6 | 8647 | Yes |  |  |  | 0 | 0.58 | 0.58
12 | 27 | 7 | 8648 | Yes |  |  |  | 0 | 0.7 | 0.7
12 | 27 | 8 | 8649 | Yes |  |  |  | 0 | 0.85 | 0.85
12 | 27 | 9 | 8650 | Yes |  |  |  | 0 | 1.03 | 1.03
12 | 27 | 10 | 8651 | Yes |  |  |  | 0 | 0.99 | 0.99
12 | 27 | 11 | 8652 | Yes |  |  |  | 0 | 0.92 | 0.92
12 | 27 | 12 | 8653 | Yes |  |  |  | 0 | 0.95 | 0.95
12 | 27 | 13 | 8654 | Yes |  |  |  | 0 | 1 | 1
12 | 27 | 14 | 8655 | Yes |  |  |  | 0 | 1.02 | 1.02
12 | 27 | 15 | 8656 | Yes |  |  |  | 0 | 1.03 | 1.03
12 | 27 | 16 | 8657 | Yes |  |  |  | 0 | 1.05 | 1.05
12 | 27 | 17 | 8658 | Yes |  |  |  | 0 | 0.85 | 0.85
12 | 27 | 18 | 8659 | Yes |  |  |  | 0 | 0.7 | 0.7
12 | 27 | 19 | 8660 | Yes |  |  |  | 0 | 0.55 | 0.55
12 | 27 | 20 | 8661 | Yes |  |  |  | 0 | 0.35 | 0.35
12 | 27 | 21 | 8662 | Yes |  |  |  | 0 | 0.2 | 0.2
12 | 27 | 22 | 8663 | Yes |  |  |  | 0 | 0.2 | 0.2
12 | 27 | 23 | 8664 | Yes |  |  |  | 0 | 0.2 | 0.2
12 | 28 | 0 | 8665 | Saturday |  |  |  | 0 | 0.2 | 0.2
12 | 28 | 1 | 8666 | Saturday |  |  |  | 0 | 0.2 | 0.2
12 | 28 | 2 | 8667 | Saturday |  |  |  | 0 | 0.2 | 0.2
12 | 28 | 3 | 8668 | Saturday |  |  |  | 0 | 0.2 | 0.2
12 | 28 | 4 | 8669 | Saturday |  |  |  | 0 | 0.3 | 0.3
12 | 28 | 5 | 8670 | Saturday |  |  |  | 0 | 0.45 | 0.45
12 | 28 | 6 | 8671 | Saturday |  |  |  | 0 | 0.58 | 0.58
12 | 28 | 7 | 8672 | Saturday |  |  |  | 0 | 0.7 | 0.7
12 | 28 | 8 | 8673 | Saturday |  |  |  | 0 | 0.85 | 0.85
12 | 28 | 9 | 8674 | Saturday |  |  |  | 0 | 1.03 | 1.03
12 | 28 | 10 | 8675 | Saturday |  |  |  | 0 | 0.99 | 0.99
12 | 28 | 11 | 8676 | Saturday |  |  |  | 0 | 0.92 | 0.92
12 | 28 | 12 | 8677 | Saturday |  |  |  | 0 | 0.95 | 0.95
12 | 28 | 13 | 8678 | Saturday |  |  |  | 0 | 1 | 1
12 | 28 | 14 | 8679 | Saturday |  |  |  | 0 | 1.02 | 1.02
12 | 28 | 15 | 8680 | Saturday |  |  |  | 0 | 1.03 | 1.03
12 | 28 | 16 | 8681 | Saturday |  |  |  | 0 | 1.05 | 1.05
12 | 28 | 17 | 8682 | Saturday |  |  |  | 0 | 0.85 | 0.85
12 | 28 | 18 | 8683 | Saturday |  |  |  | 0 | 0.7 | 0.7
12 | 28 | 19 | 8684 | Saturday |  |  |  | 0 | 0.55 | 0.55
12 | 28 | 20 | 8685 | Saturday |  |  |  | 0 | 0.35 | 0.35
12 | 28 | 21 | 8686 | Saturday |  |  |  | 0 | 0.2 | 0.2
12 | 28 | 22 | 8687 | Saturday |  |  |  | 0 | 0.2 | 0.2
12 | 28 | 23 | 8688 | Saturday |  |  |  | 0 | 0.2 | 0.2
12 | 29 | 0 | 8689 | Sunday |  |  |  | 0 | 0.2 | 0.2
12 | 29 | 1 | 8690 | Sunday |  |  |  | 0 | 0.2 | 0.2
12 | 29 | 2 | 8691 | Sunday |  |  |  | 0 | 0.2 | 0.2
12 | 29 | 3 | 8692 | Sunday |  |  |  | 0 | 0.2 | 0.2
12 | 29 | 4 | 8693 | Sunday |  |  |  | 0 | 0.3 | 0.3
12 | 29 | 5 | 8694 | Sunday |  |  |  | 0 | 0.45 | 0.45
12 | 29 | 6 | 8695 | Sunday |  |  |  | 0 | 0.58 | 0.58
12 | 29 | 7 | 8696 | Sunday |  |  |  | 0 | 0.7 | 0.7
12 | 29 | 8 | 8697 | Sunday |  |  |  | 0 | 0.85 | 0.85
12 | 29 | 9 | 8698 | Sunday |  |  |  | 0 | 1.03 | 1.03
12 | 29 | 10 | 8699 | Sunday |  |  |  | 0 | 0.99 | 0.99
12 | 29 | 11 | 8700 | Sunday |  |  |  | 0 | 0.92 | 0.92
12 | 29 | 12 | 8701 | Sunday |  |  |  | 0 | 0.95 | 0.95
12 | 29 | 13 | 8702 | Sunday |  |  |  | 0 | 1 | 1
12 | 29 | 14 | 8703 | Sunday |  |  |  | 0 | 1.02 | 1.02
12 | 29 | 15 | 8704 | Sunday |  |  |  | 0 | 1.03 | 1.03
12 | 29 | 16 | 8705 | Sunday |  |  |  | 0 | 1.05 | 1.05
12 | 29 | 17 | 8706 | Sunday |  |  |  | 0 | 0.85 | 0.85
12 | 29 | 18 | 8707 | Sunday |  |  |  | 0 | 0.7 | 0.7
12 | 29 | 19 | 8708 | Sunday |  |  |  | 0 | 0.55 | 0.55
12 | 29 | 20 | 8709 | Sunday |  |  |  | 0 | 0.35 | 0.35
12 | 29 | 21 | 8710 | Sunday |  |  |  | 0 | 0.2 | 0.2
12 | 29 | 22 | 8711 | Sunday |  |  |  | 0 | 0.2 | 0.2
12 | 29 | 23 | 8712 | Sunday |  |  |  | 0 | 0.2 | 0.2
12 | 30 | 0 | 8713 | Yes |  |  |  | 0 | 0.2 | 0.2
12 | 30 | 1 | 8714 | Yes |  |  |  | 0 | 0.2 | 0.2
12 | 30 | 2 | 8715 | Yes |  |  |  | 0 | 0.2 | 0.2
12 | 30 | 3 | 8716 | Yes |  |  |  | 0 | 0.2 | 0.2
12 | 30 | 4 | 8717 | Yes |  |  |  | 0 | 0.3 | 0.3
12 | 30 | 5 | 8718 | Yes |  |  |  | 0 | 0.45 | 0.45
12 | 30 | 6 | 8719 | Yes |  |  |  | 0 | 0.58 | 0.58
12 | 30 | 7 | 8720 | Yes |  |  |  | 0 | 0.7 | 0.7
12 | 30 | 8 | 8721 | Yes |  |  |  | 0 | 0.85 | 0.85
12 | 30 | 9 | 8722 | Yes |  |  |  | 0 | 1.03 | 1.03
12 | 30 | 10 | 8723 | Yes |  |  |  | 0 | 0.99 | 0.99
12 | 30 | 11 | 8724 | Yes |  |  |  | 0 | 0.92 | 0.92
12 | 30 | 12 | 8725 | Yes |  |  |  | 0 | 0.95 | 0.95
12 | 30 | 13 | 8726 | Yes |  |  |  | 0 | 1 | 1
12 | 30 | 14 | 8727 | Yes |  |  |  | 0 | 1.02 | 1.02
12 | 30 | 15 | 8728 | Yes |  |  |  | 0 | 1.03 | 1.03
12 | 30 | 16 | 8729 | Yes |  |  |  | 0 | 1.05 | 1.05
12 | 30 | 17 | 8730 | Yes |  |  |  | 0 | 0.85 | 0.85
12 | 30 | 18 | 8731 | Yes |  |  |  | 0 | 0.7 | 0.7
12 | 30 | 19 | 8732 | Yes |  |  |  | 0 | 0.55 | 0.55
12 | 30 | 20 | 8733 | Yes |  |  |  | 0 | 0.35 | 0.35
12 | 30 | 21 | 8734 | Yes |  |  |  | 0 | 0.2 | 0.2
12 | 30 | 22 | 8735 | Yes |  |  |  | 0 | 0.2 | 0.2
12 | 30 | 23 | 8736 | Yes |  |  |  | 0 | 0.2 | 0.2
12 | 31 | 0 | 8737 | Yes |  |  |  | 0 | 0.2 | 0.2
12 | 31 | 1 | 8738 | Yes |  |  |  | 0 | 0.2 | 0.2
12 | 31 | 2 | 8739 | Yes |  |  |  | 0 | 0.2 | 0.2
12 | 31 | 3 | 8740 | Yes |  |  |  | 0 | 0.2 | 0.2
12 | 31 | 4 | 8741 | Yes |  |  |  | 0 | 0.3 | 0.3
12 | 31 | 5 | 8742 | Yes |  |  |  | 0 | 0.45 | 0.45
12 | 31 | 6 | 8743 | Yes |  |  |  | 0 | 0.58 | 0.58
12 | 31 | 7 | 8744 | Yes |  |  |  | 0 | 0.7 | 0.7
12 | 31 | 8 | 8745 | Yes |  |  |  | 0 | 0.85 | 0.85
12 | 31 | 9 | 8746 | Yes |  |  |  | 0 | 1.03 | 1.03
12 | 31 | 10 | 8747 | Yes |  |  |  | 0 | 0.99 | 0.99
12 | 31 | 11 | 8748 | Yes |  |  |  | 0 | 0.92 | 0.92
12 | 31 | 12 | 8749 | Yes |  |  |  | 0 | 0.95 | 0.95
12 | 31 | 13 | 8750 | Yes |  |  |  | 0 | 1 | 1
12 | 31 | 14 | 8751 | Yes |  |  |  | 0 | 1.02 | 1.02
12 | 31 | 15 | 8752 | Yes |  |  |  | 0 | 1.03 | 1.03
12 | 31 | 16 | 8753 | Yes |  |  |  | 0 | 1.05 | 1.05
12 | 31 | 17 | 8754 | Yes |  |  |  | 0 | 0.85 | 0.85
12 | 31 | 18 | 8755 | Yes |  |  |  | 0 | 0.7 | 0.7
12 | 31 | 19 | 8756 | Yes |  |  |  | 0 | 0.55 | 0.55
12 | 31 | 20 | 8757 | Yes |  |  |  | 0 | 0.35 | 0.35
12 | 31 | 21 | 8758 | Yes |  |  |  | 0 | 0.2 | 0.2
12 | 31 | 22 | 8759 | Yes |  |  |  | 0 | 0.2 | 0.2
12 | 31 | 23 | 8760 | Yes |  | Year_End |  | 0 | 0.2 | 0.2
Insert New Rows Pior to This Row

## PwrUsageOptions
[7 empty] | Start | None | Cheyenne | Phoenix | <Open> | End - Not a Selection
Assumptions, comments, and other Notes | [5 empty] | Comments
Location Characteristics
| City |  |  |  |  | Loc_City |  | None | Cheyenne | Phoenix
| County |  |  |  |  | Loc_County |  | None | Laramie | Maricopa
| State |  |  |  |  | Loc_State |  | None | WY | AZ
| Country |  |  |  |  | Loc_Country |  | None | USA | USA
Month | Day | Hour | Hour of Year | Weekday? Y/N | Holiday? Y/N |  |  | Power Usage by Hour (KWH)
1 | 1 | 0 | 1 | Sunday |  | Pwr_1 |  | 13.8683 | 13.8683 | 13.8683
1 | 1 | 1 | 2 | Sunday |  | Pwr_2 |  | 13.8683 | 13.8683 | 13.8683
1 | 1 | 2 | 3 | Sunday |  | Pwr_3 |  | 13.8683 | 13.8683 | 13.8683
1 | 1 | 3 | 4 | Sunday |  | Pwr_4 |  | 13.8683 | 13.8683 | 13.8683
1 | 1 | 4 | 5 | Sunday |  | Pwr_5 |  | 20.8025 | 20.8025 | 20.8025
1 | 1 | 5 | 6 | Sunday |  | Pwr_6 |  | 31.2038 | 31.2038 | 31.2038
1 | 1 | 6 | 7 | Sunday |  | Pwr_7 |  | 40.2182 | 40.2182 | 40.2182
1 | 1 | 7 | 8 | Sunday |  | Pwr_8 |  | 48.5392 | 48.5392 | 48.5392
1 | 1 | 8 | 9 | Sunday |  | Pwr_9 |  | 58.9405 | 58.9405 | 58.9405
1 | 1 | 9 | 10 | Sunday |  | Pwr_10 |  | 71.422 | 71.422 | 71.422
1 | 1 | 10 | 11 | Sunday |  | Pwr_11 |  | 68.6483 | 68.6483 | 68.6483
1 | 1 | 11 | 12 | Sunday |  | Pwr_12 |  | 63.7944 | 63.7944 | 63.7944
1 | 1 | 12 | 13 | Sunday |  | Pwr_13 |  | 65.8746 | 65.8746 | 65.8746
1 | 1 | 13 | 14 | Sunday |  | Pwr_14 |  | 69.3417 | 69.3417 | 69.3417
1 | 1 | 14 | 15 | Sunday |  | Pwr_15 |  | 70.7286 | 70.7286 | 70.7286
1 | 1 | 15 | 16 | Sunday |  | Pwr_16 |  | 71.422 | 71.422 | 71.422
1 | 1 | 16 | 17 | Sunday |  | Pwr_17 |  | 72.8088 | 72.8088 | 72.8088
1 | 1 | 17 | 18 | Sunday |  | Pwr_18 |  | 58.9405 | 58.9405 | 58.9405
1 | 1 | 18 | 19 | Sunday |  | Pwr_19 |  | 48.5392 | 48.5392 | 48.5392
1 | 1 | 19 | 20 | Sunday |  | Pwr_20 |  | 38.1379 | 38.1379 | 38.1379
1 | 1 | 20 | 21 | Sunday |  | Pwr_21 |  | 24.2696 | 24.2696 | 24.2696
1 | 1 | 21 | 22 | Sunday |  | Pwr_22 |  | 13.8683 | 13.8683 | 13.8683
1 | 1 | 22 | 23 | Sunday |  | Pwr_23 |  | 13.8683 | 13.8683 | 13.8683
1 | 1 | 23 | 24 | Sunday |  | Pwr_24 |  | 13.8683 | 13.8683 | 13.8683
1 | 2 | 0 | 25 | Yes |  | Pwr_25 |  | 13.8683 | 13.8683 | 13.8683
1 | 2 | 1 | 26 | Yes |  | Pwr_26 |  | 13.8683 | 13.8683 | 13.8683
1 | 2 | 2 | 27 | Yes |  | Pwr_27 |  | 13.8683 | 13.8683 | 13.8683
1 | 2 | 3 | 28 | Yes |  | Pwr_28 |  | 13.8683 | 13.8683 | 13.8683
1 | 2 | 4 | 29 | Yes |  | Pwr_29 |  | 20.8025 | 20.8025 | 20.8025
1 | 2 | 5 | 30 | Yes |  | Pwr_30 |  | 31.2038 | 31.2038 | 31.2038
1 | 2 | 6 | 31 | Yes |  | Pwr_31 |  | 40.2182 | 40.2182 | 40.2182
1 | 2 | 7 | 32 | Yes |  | Pwr_32 |  | 48.5392 | 48.5392 | 48.5392
1 | 2 | 8 | 33 | Yes |  | Pwr_33 |  | 58.9405 | 58.9405 | 58.9405
1 | 2 | 9 | 34 | Yes |  | Pwr_34 |  | 71.422 | 71.422 | 71.422
1 | 2 | 10 | 35 | Yes |  | Pwr_35 |  | 68.6483 | 68.6483 | 68.6483
1 | 2 | 11 | 36 | Yes |  | Pwr_36 |  | 63.7944 | 63.7944 | 63.7944
1 | 2 | 12 | 37 | Yes |  | Pwr_37 |  | 65.8746 | 65.8746 | 65.8746
1 | 2 | 13 | 38 | Yes |  | Pwr_38 |  | 69.3417 | 69.3417 | 69.3417
1 | 2 | 14 | 39 | Yes |  | Pwr_39 |  | 70.7286 | 70.7286 | 70.7286
1 | 2 | 15 | 40 | Yes |  | Pwr_40 |  | 71.422 | 71.422 | 71.422
1 | 2 | 16 | 41 | Yes |  | Pwr_41 |  | 72.8088 | 72.8088 | 72.8088
1 | 2 | 17 | 42 | Yes |  | Pwr_42 |  | 58.9405 | 58.9405 | 58.9405
1 | 2 | 18 | 43 | Yes |  | Pwr_43 |  | 48.5392 | 48.5392 | 48.5392
1 | 2 | 19 | 44 | Yes |  | Pwr_44 |  | 38.1379 | 38.1379 | 38.1379
1 | 2 | 20 | 45 | Yes |  | Pwr_45 |  | 24.2696 | 24.2696 | 24.2696
1 | 2 | 21 | 46 | Yes |  | Pwr_46 |  | 13.8683 | 13.8683 | 13.8683
1 | 2 | 22 | 47 | Yes |  | Pwr_47 |  | 13.8683 | 13.8683 | 13.8683
1 | 2 | 23 | 48 | Yes |  | Pwr_48 |  | 13.8683 | 13.8683 | 13.8683
1 | 3 | 0 | 49 | Yes |  | Pwr_49 |  | 13.8683 | 13.8683 | 13.8683
1 | 3 | 1 | 50 | Yes |  | Pwr_50 |  | 13.8683 | 13.8683 | 13.8683
1 | 3 | 2 | 51 | Yes |  | Pwr_51 |  | 13.8683 | 13.8683 | 13.8683
1 | 3 | 3 | 52 | Yes |  | Pwr_52 |  | 13.8683 | 13.8683 | 13.8683
1 | 3 | 4 | 53 | Yes |  | Pwr_53 |  | 20.8025 | 20.8025 | 20.8025
1 | 3 | 5 | 54 | Yes |  | Pwr_54 |  | 31.2038 | 31.2038 | 31.2038
1 | 3 | 6 | 55 | Yes |  | Pwr_55 |  | 40.2182 | 40.2182 | 40.2182
1 | 3 | 7 | 56 | Yes |  | Pwr_56 |  | 48.5392 | 48.5392 | 48.5392
1 | 3 | 8 | 57 | Yes |  | Pwr_57 |  | 58.9405 | 58.9405 | 58.9405
1 | 3 | 9 | 58 | Yes |  | Pwr_58 |  | 71.422 | 71.422 | 71.422
1 | 3 | 10 | 59 | Yes |  | Pwr_59 |  | 68.6483 | 68.6483 | 68.6483
1 | 3 | 11 | 60 | Yes |  | Pwr_60 |  | 63.7944 | 63.7944 | 63.7944
1 | 3 | 12 | 61 | Yes |  | Pwr_61 |  | 65.8746 | 65.8746 | 65.8746
1 | 3 | 13 | 62 | Yes |  | Pwr_62 |  | 69.3417 | 69.3417 | 69.3417
1 | 3 | 14 | 63 | Yes |  | Pwr_63 |  | 70.7286 | 70.7286 | 70.7286
1 | 3 | 15 | 64 | Yes |  | Pwr_64 |  | 71.422 | 71.422 | 71.422
1 | 3 | 16 | 65 | Yes |  | Pwr_65 |  | 72.8088 | 72.8088 | 72.8088
1 | 3 | 17 | 66 | Yes |  | Pwr_66 |  | 58.9405 | 58.9405 | 58.9405
1 | 3 | 18 | 67 | Yes |  | Pwr_67 |  | 48.5392 | 48.5392 | 48.5392
1 | 3 | 19 | 68 | Yes |  | Pwr_68 |  | 38.1379 | 38.1379 | 38.1379
1 | 3 | 20 | 69 | Yes |  | Pwr_69 |  | 24.2696 | 24.2696 | 24.2696
1 | 3 | 21 | 70 | Yes |  | Pwr_70 |  | 13.8683 | 13.8683 | 13.8683
1 | 3 | 22 | 71 | Yes |  | Pwr_71 |  | 13.8683 | 13.8683 | 13.8683
1 | 3 | 23 | 72 | Yes |  | Pwr_72 |  | 13.8683 | 13.8683 | 13.8683
1 | 4 | 0 | 73 | Yes |  | Pwr_73 |  | 13.8683 | 13.8683 | 13.8683
1 | 4 | 1 | 74 | Yes |  | Pwr_74 |  | 13.8683 | 13.8683 | 13.8683
1 | 4 | 2 | 75 | Yes |  | Pwr_75 |  | 13.8683 | 13.8683 | 13.8683
1 | 4 | 3 | 76 | Yes |  | Pwr_76 |  | 13.8683 | 13.8683 | 13.8683
1 | 4 | 4 | 77 | Yes |  | Pwr_77 |  | 20.8025 | 20.8025 | 20.8025
1 | 4 | 5 | 78 | Yes |  | Pwr_78 |  | 31.2038 | 31.2038 | 31.2038
1 | 4 | 6 | 79 | Yes |  | Pwr_79 |  | 40.2182 | 40.2182 | 40.2182
1 | 4 | 7 | 80 | Yes |  | Pwr_80 |  | 48.5392 | 48.5392 | 48.5392
1 | 4 | 8 | 81 | Yes |  | Pwr_81 |  | 58.9405 | 58.9405 | 58.9405
1 | 4 | 9 | 82 | Yes |  | Pwr_82 |  | 71.422 | 71.422 | 71.422
1 | 4 | 10 | 83 | Yes |  | Pwr_83 |  | 68.6483 | 68.6483 | 68.6483
1 | 4 | 11 | 84 | Yes |  | Pwr_84 |  | 63.7944 | 63.7944 | 63.7944
1 | 4 | 12 | 85 | Yes |  | Pwr_85 |  | 65.8746 | 65.8746 | 65.8746
1 | 4 | 13 | 86 | Yes |  | Pwr_86 |  | 69.3417 | 69.3417 | 69.3417
1 | 4 | 14 | 87 | Yes |  | Pwr_87 |  | 70.7286 | 70.7286 | 70.7286
1 | 4 | 15 | 88 | Yes |  | Pwr_88 |  | 71.422 | 71.422 | 71.422
1 | 4 | 16 | 89 | Yes |  | Pwr_89 |  | 72.8088 | 72.8088 | 72.8088
1 | 4 | 17 | 90 | Yes |  | Pwr_90 |  | 58.9405 | 58.9405 | 58.9405
1 | 4 | 18 | 91 | Yes |  | Pwr_91 |  | 48.5392 | 48.5392 | 48.5392
1 | 4 | 19 | 92 | Yes |  | Pwr_92 |  | 38.1379 | 38.1379 | 38.1379
1 | 4 | 20 | 93 | Yes |  | Pwr_93 |  | 24.2696 | 24.2696 | 24.2696
1 | 4 | 21 | 94 | Yes |  | Pwr_94 |  | 13.8683 | 13.8683 | 13.8683
1 | 4 | 22 | 95 | Yes |  | Pwr_95 |  | 13.8683 | 13.8683 | 13.8683
1 | 4 | 23 | 96 | Yes |  | Pwr_96 |  | 13.8683 | 13.8683 | 13.8683
1 | 5 | 0 | 97 | Yes |  | Pwr_97 |  | 13.8683 | 13.8683 | 13.8683
1 | 5 | 1 | 98 | Yes |  | Pwr_98 |  | 13.8683 | 13.8683 | 13.8683
1 | 5 | 2 | 99 | Yes |  | Pwr_99 |  | 13.8683 | 13.8683 | 13.8683
1 | 5 | 3 | 100 | Yes |  | Pwr_100 |  | 13.8683 | 13.8683 | 13.8683
1 | 5 | 4 | 101 | Yes |  | Pwr_101 |  | 20.8025 | 20.8025 | 20.8025
1 | 5 | 5 | 102 | Yes |  | Pwr_102 |  | 31.2038 | 31.2038 | 31.2038
1 | 5 | 6 | 103 | Yes |  | Pwr_103 |  | 40.2182 | 40.2182 | 40.2182
1 | 5 | 7 | 104 | Yes |  | Pwr_104 |  | 48.5392 | 48.5392 | 48.5392
1 | 5 | 8 | 105 | Yes |  | Pwr_105 |  | 58.9405 | 58.9405 | 58.9405
1 | 5 | 9 | 106 | Yes |  | Pwr_106 |  | 71.422 | 71.422 | 71.422
1 | 5 | 10 | 107 | Yes |  | Pwr_107 |  | 68.6483 | 68.6483 | 68.6483
1 | 5 | 11 | 108 | Yes |  | Pwr_108 |  | 63.7944 | 63.7944 | 63.7944
1 | 5 | 12 | 109 | Yes |  | Pwr_109 |  | 65.8746 | 65.8746 | 65.8746
1 | 5 | 13 | 110 | Yes |  | Pwr_110 |  | 69.3417 | 69.3417 | 69.3417
1 | 5 | 14 | 111 | Yes |  | Pwr_111 |  | 70.7286 | 70.7286 | 70.7286
1 | 5 | 15 | 112 | Yes |  | Pwr_112 |  | 71.422 | 71.422 | 71.422
1 | 5 | 16 | 113 | Yes |  | Pwr_113 |  | 72.8088 | 72.8088 | 72.8088
1 | 5 | 17 | 114 | Yes |  | Pwr_114 |  | 58.9405 | 58.9405 | 58.9405
1 | 5 | 18 | 115 | Yes |  | Pwr_115 |  | 48.5392 | 48.5392 | 48.5392
1 | 5 | 19 | 116 | Yes |  | Pwr_116 |  | 38.1379 | 38.1379 | 38.1379
1 | 5 | 20 | 117 | Yes |  | Pwr_117 |  | 24.2696 | 24.2696 | 24.2696
1 | 5 | 21 | 118 | Yes |  | Pwr_118 |  | 13.8683 | 13.8683 | 13.8683
1 | 5 | 22 | 119 | Yes |  | Pwr_119 |  | 13.8683 | 13.8683 | 13.8683
1 | 5 | 23 | 120 | Yes |  | Pwr_120 |  | 13.8683 | 13.8683 | 13.8683
1 | 6 | 0 | 121 | Yes |  | Pwr_121 |  | 13.8683 | 13.8683 | 13.8683
1 | 6 | 1 | 122 | Yes |  | Pwr_122 |  | 13.8683 | 13.8683 | 13.8683
1 | 6 | 2 | 123 | Yes |  | Pwr_123 |  | 13.8683 | 13.8683 | 13.8683
1 | 6 | 3 | 124 | Yes |  | Pwr_124 |  | 13.8683 | 13.8683 | 13.8683
1 | 6 | 4 | 125 | Yes |  | Pwr_125 |  | 13.8683 | 13.8683 | 13.8683
1 | 6 | 5 | 126 | Yes |  | Pwr_126 |  | 13.8683 | 13.8683 | 13.8683
1 | 6 | 6 | 127 | Yes |  | Pwr_127 |  | 13.8683 | 13.8683 | 13.8683
1 | 6 | 7 | 128 | Yes |  | Pwr_128 |  | 13.8683 | 13.8683 | 13.8683
1 | 6 | 8 | 129 | Yes |  | Pwr_129 |  | 13.8683 | 13.8683 | 13.8683
1 | 6 | 9 | 130 | Yes |  | Pwr_130 |  | 13.8683 | 13.8683 | 13.8683
1 | 6 | 10 | 131 | Yes |  | Pwr_131 |  | 13.8683 | 13.8683 | 13.8683
1 | 6 | 11 | 132 | Yes |  | Pwr_132 |  | 13.8683 | 13.8683 | 13.8683
1 | 6 | 12 | 133 | Yes |  | Pwr_133 |  | 13.8683 | 13.8683 | 13.8683
1 | 6 | 13 | 134 | Yes |  | Pwr_134 |  | 13.8683 | 13.8683 | 13.8683
1 | 6 | 14 | 135 | Yes |  | Pwr_135 |  | 13.8683 | 13.8683 | 13.8683
1 | 6 | 15 | 136 | Yes |  | Pwr_136 |  | 13.8683 | 13.8683 | 13.8683
1 | 6 | 16 | 137 | Yes |  | Pwr_137 |  | 13.8683 | 13.8683 | 13.8683
1 | 6 | 17 | 138 | Yes |  | Pwr_138 |  | 13.8683 | 13.8683 | 13.8683
1 | 6 | 18 | 139 | Yes |  | Pwr_139 |  | 13.8683 | 13.8683 | 13.8683
1 | 6 | 19 | 140 | Yes |  | Pwr_140 |  | 13.8683 | 13.8683 | 13.8683
1 | 6 | 20 | 141 | Yes |  | Pwr_141 |  | 13.8683 | 13.8683 | 13.8683
1 | 6 | 21 | 142 | Yes |  | Pwr_142 |  | 13.8683 | 13.8683 | 13.8683
1 | 6 | 22 | 143 | Yes |  | Pwr_143 |  | 13.8683 | 13.8683 | 13.8683
1 | 6 | 23 | 144 | Yes |  | Pwr_144 |  | 13.8683 | 13.8683 | 13.8683
1 | 7 | 0 | 145 | Saturday |  | Pwr_145 |  | 13.8683 | 13.8683 | 13.8683
1 | 7 | 1 | 146 | Saturday |  | Pwr_146 |  | 13.8683 | 13.8683 | 13.8683
1 | 7 | 2 | 147 | Saturday |  | Pwr_147 |  | 13.8683 | 13.8683 | 13.8683
1 | 7 | 3 | 148 | Saturday |  | Pwr_148 |  | 13.8683 | 13.8683 | 13.8683
1 | 7 | 4 | 149 | Saturday |  | Pwr_149 |  | 13.8683 | 13.8683 | 13.8683
1 | 7 | 5 | 150 | Saturday |  | Pwr_150 |  | 13.8683 | 13.8683 | 13.8683
1 | 7 | 6 | 151 | Saturday |  | Pwr_151 |  | 13.8683 | 13.8683 | 13.8683
1 | 7 | 7 | 152 | Saturday |  | Pwr_152 |  | 13.8683 | 13.8683 | 13.8683
1 | 7 | 8 | 153 | Saturday |  | Pwr_153 |  | 13.8683 | 13.8683 | 13.8683
1 | 7 | 9 | 154 | Saturday |  | Pwr_154 |  | 13.8683 | 13.8683 | 13.8683
1 | 7 | 10 | 155 | Saturday |  | Pwr_155 |  | 13.8683 | 13.8683 | 13.8683
1 | 7 | 11 | 156 | Saturday |  | Pwr_156 |  | 13.8683 | 13.8683 | 13.8683
1 | 7 | 12 | 157 | Saturday |  | Pwr_157 |  | 13.8683 | 13.8683 | 13.8683
1 | 7 | 13 | 158 | Saturday |  | Pwr_158 |  | 13.8683 | 13.8683 | 13.8683
1 | 7 | 14 | 159 | Saturday |  | Pwr_159 |  | 13.8683 | 13.8683 | 13.8683
1 | 7 | 15 | 160 | Saturday |  | Pwr_160 |  | 13.8683 | 13.8683 | 13.8683
1 | 7 | 16 | 161 | Saturday |  | Pwr_161 |  | 13.8683 | 13.8683 | 13.8683
1 | 7 | 17 | 162 | Saturday |  | Pwr_162 |  | 13.8683 | 13.8683 | 13.8683
1 | 7 | 18 | 163 | Saturday |  | Pwr_163 |  | 13.8683 | 13.8683 | 13.8683
1 | 7 | 19 | 164 | Saturday |  | Pwr_164 |  | 13.8683 | 13.8683 | 13.8683
1 | 7 | 20 | 165 | Saturday |  | Pwr_165 |  | 13.8683 | 13.8683 | 13.8683
1 | 7 | 21 | 166 | Saturday |  | Pwr_166 |  | 13.8683 | 13.8683 | 13.8683
1 | 7 | 22 | 167 | Saturday |  | Pwr_167 |  | 13.8683 | 13.8683 | 13.8683
1 | 7 | 23 | 168 | Saturday |  | Pwr_168 |  | 13.8683 | 13.8683 | 13.8683
1 | 8 | 0 | 169 | Sunday |  | Pwr_169 |  | 13.8683 | 13.8683 | 13.8683
1 | 8 | 1 | 170 | Sunday |  | Pwr_170 |  | 13.8683 | 13.8683 | 13.8683
1 | 8 | 2 | 171 | Sunday |  | Pwr_171 |  | 13.8683 | 13.8683 | 13.8683
1 | 8 | 3 | 172 | Sunday |  | Pwr_172 |  | 13.8683 | 13.8683 | 13.8683
1 | 8 | 4 | 173 | Sunday |  | Pwr_173 |  | 20.8025 | 20.8025 | 20.8025
1 | 8 | 5 | 174 | Sunday |  | Pwr_174 |  | 31.2038 | 31.2038 | 31.2038
1 | 8 | 6 | 175 | Sunday |  | Pwr_175 |  | 40.2182 | 40.2182 | 40.2182
1 | 8 | 7 | 176 | Sunday |  | Pwr_176 |  | 48.5392 | 48.5392 | 48.5392
1 | 8 | 8 | 177 | Sunday |  | Pwr_177 |  | 58.9405 | 58.9405 | 58.9405
1 | 8 | 9 | 178 | Sunday |  | Pwr_178 |  | 71.422 | 71.422 | 71.422
1 | 8 | 10 | 179 | Sunday |  | Pwr_179 |  | 68.6483 | 68.6483 | 68.6483
1 | 8 | 11 | 180 | Sunday |  | Pwr_180 |  | 63.7944 | 63.7944 | 63.7944
1 | 8 | 12 | 181 | Sunday |  | Pwr_181 |  | 65.8746 | 65.8746 | 65.8746
1 | 8 | 13 | 182 | Sunday |  | Pwr_182 |  | 69.3417 | 69.3417 | 69.3417
1 | 8 | 14 | 183 | Sunday |  | Pwr_183 |  | 70.7286 | 70.7286 | 70.7286
1 | 8 | 15 | 184 | Sunday |  | Pwr_184 |  | 71.422 | 71.422 | 71.422
1 | 8 | 16 | 185 | Sunday |  | Pwr_185 |  | 72.8088 | 72.8088 | 72.8088
1 | 8 | 17 | 186 | Sunday |  | Pwr_186 |  | 58.9405 | 58.9405 | 58.9405
1 | 8 | 18 | 187 | Sunday |  | Pwr_187 |  | 48.5392 | 48.5392 | 48.5392
1 | 8 | 19 | 188 | Sunday |  | Pwr_188 |  | 38.1379 | 38.1379 | 38.1379
1 | 8 | 20 | 189 | Sunday |  | Pwr_189 |  | 24.2696 | 24.2696 | 24.2696
1 | 8 | 21 | 190 | Sunday |  | Pwr_190 |  | 13.8683 | 13.8683 | 13.8683
1 | 8 | 22 | 191 | Sunday |  | Pwr_191 |  | 13.8683 | 13.8683 | 13.8683
1 | 8 | 23 | 192 | Sunday |  | Pwr_192 |  | 13.8683 | 13.8683 | 13.8683
1 | 9 | 0 | 193 | Yes |  | Pwr_193 |  | 13.8683 | 13.8683 | 13.8683
1 | 9 | 1 | 194 | Yes |  | Pwr_194 |  | 13.8683 | 13.8683 | 13.8683
1 | 9 | 2 | 195 | Yes |  | Pwr_195 |  | 13.8683 | 13.8683 | 13.8683
1 | 9 | 3 | 196 | Yes |  | Pwr_196 |  | 13.8683 | 13.8683 | 13.8683
1 | 9 | 4 | 197 | Yes |  | Pwr_197 |  | 20.8025 | 20.8025 | 20.8025
1 | 9 | 5 | 198 | Yes |  | Pwr_198 |  | 31.2038 | 31.2038 | 31.2038
1 | 9 | 6 | 199 | Yes |  | Pwr_199 |  | 40.2182 | 40.2182 | 40.2182
1 | 9 | 7 | 200 | Yes |  | Pwr_200 |  | 48.5392 | 48.5392 | 48.5392
1 | 9 | 8 | 201 | Yes |  | Pwr_201 |  | 58.9405 | 58.9405 | 58.9405
1 | 9 | 9 | 202 | Yes |  | Pwr_202 |  | 71.422 | 71.422 | 71.422
1 | 9 | 10 | 203 | Yes |  | Pwr_203 |  | 68.6483 | 68.6483 | 68.6483
1 | 9 | 11 | 204 | Yes |  | Pwr_204 |  | 63.7944 | 63.7944 | 63.7944
1 | 9 | 12 | 205 | Yes |  | Pwr_205 |  | 65.8746 | 65.8746 | 65.8746
1 | 9 | 13 | 206 | Yes |  | Pwr_206 |  | 69.3417 | 69.3417 | 69.3417
1 | 9 | 14 | 207 | Yes |  | Pwr_207 |  | 70.7286 | 70.7286 | 70.7286
1 | 9 | 15 | 208 | Yes |  | Pwr_208 |  | 71.422 | 71.422 | 71.422
1 | 9 | 16 | 209 | Yes |  | Pwr_209 |  | 72.8088 | 72.8088 | 72.8088
1 | 9 | 17 | 210 | Yes |  | Pwr_210 |  | 58.9405 | 58.9405 | 58.9405
1 | 9 | 18 | 211 | Yes |  | Pwr_211 |  | 48.5392 | 48.5392 | 48.5392
1 | 9 | 19 | 212 | Yes |  | Pwr_212 |  | 38.1379 | 38.1379 | 38.1379
1 | 9 | 20 | 213 | Yes |  | Pwr_213 |  | 24.2696 | 24.2696 | 24.2696
1 | 9 | 21 | 214 | Yes |  | Pwr_214 |  | 13.8683 | 13.8683 | 13.8683
1 | 9 | 22 | 215 | Yes |  | Pwr_215 |  | 13.8683 | 13.8683 | 13.8683
1 | 9 | 23 | 216 | Yes |  | Pwr_216 |  | 13.8683 | 13.8683 | 13.8683
1 | 10 | 0 | 217 | Yes |  | Pwr_217 |  | 13.8683 | 13.8683 | 13.8683
1 | 10 | 1 | 218 | Yes |  | Pwr_218 |  | 13.8683 | 13.8683 | 13.8683
1 | 10 | 2 | 219 | Yes |  | Pwr_219 |  | 13.8683 | 13.8683 | 13.8683
1 | 10 | 3 | 220 | Yes |  | Pwr_220 |  | 13.8683 | 13.8683 | 13.8683
1 | 10 | 4 | 221 | Yes |  | Pwr_221 |  | 20.8025 | 20.8025 | 20.8025
1 | 10 | 5 | 222 | Yes |  | Pwr_222 |  | 31.2038 | 31.2038 | 31.2038
1 | 10 | 6 | 223 | Yes |  | Pwr_223 |  | 40.2182 | 40.2182 | 40.2182
1 | 10 | 7 | 224 | Yes |  | Pwr_224 |  | 48.5392 | 48.5392 | 48.5392
1 | 10 | 8 | 225 | Yes |  | Pwr_225 |  | 58.9405 | 58.9405 | 58.9405
1 | 10 | 9 | 226 | Yes |  | Pwr_226 |  | 71.422 | 71.422 | 71.422
1 | 10 | 10 | 227 | Yes |  | Pwr_227 |  | 68.6483 | 68.6483 | 68.6483
1 | 10 | 11 | 228 | Yes |  | Pwr_228 |  | 63.7944 | 63.7944 | 63.7944
1 | 10 | 12 | 229 | Yes |  | Pwr_229 |  | 65.8746 | 65.8746 | 65.8746
1 | 10 | 13 | 230 | Yes |  | Pwr_230 |  | 69.3417 | 69.3417 | 69.3417
1 | 10 | 14 | 231 | Yes |  | Pwr_231 |  | 70.7286 | 70.7286 | 70.7286
1 | 10 | 15 | 232 | Yes |  | Pwr_232 |  | 71.422 | 71.422 | 71.422
1 | 10 | 16 | 233 | Yes |  | Pwr_233 |  | 72.8088 | 72.8088 | 72.8088
1 | 10 | 17 | 234 | Yes |  | Pwr_234 |  | 58.9405 | 58.9405 | 58.9405
1 | 10 | 18 | 235 | Yes |  | Pwr_235 |  | 48.5392 | 48.5392 | 48.5392
1 | 10 | 19 | 236 | Yes |  | Pwr_236 |  | 38.1379 | 38.1379 | 38.1379
1 | 10 | 20 | 237 | Yes |  | Pwr_237 |  | 24.2696 | 24.2696 | 24.2696
1 | 10 | 21 | 238 | Yes |  | Pwr_238 |  | 13.8683 | 13.8683 | 13.8683
1 | 10 | 22 | 239 | Yes |  | Pwr_239 |  | 13.8683 | 13.8683 | 13.8683
1 | 10 | 23 | 240 | Yes |  | Pwr_240 |  | 13.8683 | 13.8683 | 13.8683
1 | 11 | 0 | 241 | Yes |  | Pwr_241 |  | 13.8683 | 13.8683 | 13.8683
1 | 11 | 1 | 242 | Yes |  | Pwr_242 |  | 13.8683 | 13.8683 | 13.8683
1 | 11 | 2 | 243 | Yes |  | Pwr_243 |  | 13.8683 | 13.8683 | 13.8683
1 | 11 | 3 | 244 | Yes |  | Pwr_244 |  | 13.8683 | 13.8683 | 13.8683
1 | 11 | 4 | 245 | Yes |  | Pwr_245 |  | 20.8025 | 20.8025 | 20.8025
1 | 11 | 5 | 246 | Yes |  | Pwr_246 |  | 31.2038 | 31.2038 | 31.2038
1 | 11 | 6 | 247 | Yes |  | Pwr_247 |  | 40.2182 | 40.2182 | 40.2182
1 | 11 | 7 | 248 | Yes |  | Pwr_248 |  | 48.5392 | 48.5392 | 48.5392
1 | 11 | 8 | 249 | Yes |  | Pwr_249 |  | 58.9405 | 58.9405 | 58.9405
1 | 11 | 9 | 250 | Yes |  | Pwr_250 |  | 71.422 | 71.422 | 71.422
1 | 11 | 10 | 251 | Yes |  | Pwr_251 |  | 68.6483 | 68.6483 | 68.6483
1 | 11 | 11 | 252 | Yes |  | Pwr_252 |  | 63.7944 | 63.7944 | 63.7944
1 | 11 | 12 | 253 | Yes |  | Pwr_253 |  | 65.8746 | 65.8746 | 65.8746
1 | 11 | 13 | 254 | Yes |  | Pwr_254 |  | 69.3417 | 69.3417 | 69.3417
1 | 11 | 14 | 255 | Yes |  | Pwr_255 |  | 70.7286 | 70.7286 | 70.7286
1 | 11 | 15 | 256 | Yes |  | Pwr_256 |  | 71.422 | 71.422 | 71.422
1 | 11 | 16 | 257 | Yes |  | Pwr_257 |  | 72.8088 | 72.8088 | 72.8088
1 | 11 | 17 | 258 | Yes |  | Pwr_258 |  | 58.9405 | 58.9405 | 58.9405
1 | 11 | 18 | 259 | Yes |  | Pwr_259 |  | 48.5392 | 48.5392 | 48.5392
1 | 11 | 19 | 260 | Yes |  | Pwr_260 |  | 38.1379 | 38.1379 | 38.1379
1 | 11 | 20 | 261 | Yes |  | Pwr_261 |  | 24.2696 | 24.2696 | 24.2696
1 | 11 | 21 | 262 | Yes |  | Pwr_262 |  | 13.8683 | 13.8683 | 13.8683
1 | 11 | 22 | 263 | Yes |  | Pwr_263 |  | 13.8683 | 13.8683 | 13.8683
1 | 11 | 23 | 264 | Yes |  | Pwr_264 |  | 13.8683 | 13.8683 | 13.8683
1 | 12 | 0 | 265 | Yes |  | Pwr_265 |  | 13.8683 | 13.8683 | 13.8683
1 | 12 | 1 | 266 | Yes |  | Pwr_266 |  | 13.8683 | 13.8683 | 13.8683
1 | 12 | 2 | 267 | Yes |  | Pwr_267 |  | 13.8683 | 13.8683 | 13.8683
1 | 12 | 3 | 268 | Yes |  | Pwr_268 |  | 13.8683 | 13.8683 | 13.8683
1 | 12 | 4 | 269 | Yes |  | Pwr_269 |  | 20.8025 | 20.8025 | 20.8025
1 | 12 | 5 | 270 | Yes |  | Pwr_270 |  | 31.2038 | 31.2038 | 31.2038
1 | 12 | 6 | 271 | Yes |  | Pwr_271 |  | 40.2182 | 40.2182 | 40.2182
1 | 12 | 7 | 272 | Yes |  | Pwr_272 |  | 48.5392 | 48.5392 | 48.5392
1 | 12 | 8 | 273 | Yes |  | Pwr_273 |  | 58.9405 | 58.9405 | 58.9405
1 | 12 | 9 | 274 | Yes |  | Pwr_274 |  | 71.422 | 71.422 | 71.422
1 | 12 | 10 | 275 | Yes |  | Pwr_275 |  | 68.6483 | 68.6483 | 68.6483
1 | 12 | 11 | 276 | Yes |  | Pwr_276 |  | 63.7944 | 63.7944 | 63.7944
1 | 12 | 12 | 277 | Yes |  | Pwr_277 |  | 65.8746 | 65.8746 | 65.8746
1 | 12 | 13 | 278 | Yes |  | Pwr_278 |  | 69.3417 | 69.3417 | 69.3417
1 | 12 | 14 | 279 | Yes |  | Pwr_279 |  | 70.7286 | 70.7286 | 70.7286
1 | 12 | 15 | 280 | Yes |  | Pwr_280 |  | 71.422 | 71.422 | 71.422
1 | 12 | 16 | 281 | Yes |  | Pwr_281 |  | 72.8088 | 72.8088 | 72.8088
1 | 12 | 17 | 282 | Yes |  | Pwr_282 |  | 58.9405 | 58.9405 | 58.9405
1 | 12 | 18 | 283 | Yes |  | Pwr_283 |  | 48.5392 | 48.5392 | 48.5392
1 | 12 | 19 | 284 | Yes |  | Pwr_284 |  | 38.1379 | 38.1379 | 38.1379
1 | 12 | 20 | 285 | Yes |  | Pwr_285 |  | 24.2696 | 24.2696 | 24.2696
1 | 12 | 21 | 286 | Yes |  | Pwr_286 |  | 13.8683 | 13.8683 | 13.8683
1 | 12 | 22 | 287 | Yes |  | Pwr_287 |  | 13.8683 | 13.8683 | 13.8683
1 | 12 | 23 | 288 | Yes |  | Pwr_288 |  | 13.8683 | 13.8683 | 13.8683
1 | 13 | 0 | 289 | Yes |  | Pwr_289 |  | 13.8683 | 13.8683 | 13.8683
1 | 13 | 1 | 290 | Yes |  | Pwr_290 |  | 13.8683 | 13.8683 | 13.8683
1 | 13 | 2 | 291 | Yes |  | Pwr_291 |  | 13.8683 | 13.8683 | 13.8683
1 | 13 | 3 | 292 | Yes |  | Pwr_292 |  | 13.8683 | 13.8683 | 13.8683
1 | 13 | 4 | 293 | Yes |  | Pwr_293 |  | 13.8683 | 13.8683 | 13.8683
1 | 13 | 5 | 294 | Yes |  | Pwr_294 |  | 13.8683 | 13.8683 | 13.8683
1 | 13 | 6 | 295 | Yes |  | Pwr_295 |  | 13.8683 | 13.8683 | 13.8683
1 | 13 | 7 | 296 | Yes |  | Pwr_296 |  | 13.8683 | 13.8683 | 13.8683
1 | 13 | 8 | 297 | Yes |  | Pwr_297 |  | 13.8683 | 13.8683 | 13.8683
1 | 13 | 9 | 298 | Yes |  | Pwr_298 |  | 13.8683 | 13.8683 | 13.8683
1 | 13 | 10 | 299 | Yes |  | Pwr_299 |  | 13.8683 | 13.8683 | 13.8683
1 | 13 | 11 | 300 | Yes |  | Pwr_300 |  | 13.8683 | 13.8683 | 13.8683
1 | 13 | 12 | 301 | Yes |  | Pwr_301 |  | 13.8683 | 13.8683 | 13.8683
1 | 13 | 13 | 302 | Yes |  | Pwr_302 |  | 13.8683 | 13.8683 | 13.8683
1 | 13 | 14 | 303 | Yes |  | Pwr_303 |  | 13.8683 | 13.8683 | 13.8683
1 | 13 | 15 | 304 | Yes |  | Pwr_304 |  | 13.8683 | 13.8683 | 13.8683
1 | 13 | 16 | 305 | Yes |  | Pwr_305 |  | 13.8683 | 13.8683 | 13.8683
1 | 13 | 17 | 306 | Yes |  | Pwr_306 |  | 13.8683 | 13.8683 | 13.8683
1 | 13 | 18 | 307 | Yes |  | Pwr_307 |  | 13.8683 | 13.8683 | 13.8683
1 | 13 | 19 | 308 | Yes |  | Pwr_308 |  | 13.8683 | 13.8683 | 13.8683
1 | 13 | 20 | 309 | Yes |  | Pwr_309 |  | 13.8683 | 13.8683 | 13.8683
1 | 13 | 21 | 310 | Yes |  | Pwr_310 |  | 13.8683 | 13.8683 | 13.8683
1 | 13 | 22 | 311 | Yes |  | Pwr_311 |  | 13.8683 | 13.8683 | 13.8683
1 | 13 | 23 | 312 | Yes |  | Pwr_312 |  | 13.8683 | 13.8683 | 13.8683
1 | 14 | 0 | 313 | Saturday |  | Pwr_313 |  | 13.8683 | 13.8683 | 13.8683
1 | 14 | 1 | 314 | Saturday |  | Pwr_314 |  | 13.8683 | 13.8683 | 13.8683
1 | 14 | 2 | 315 | Saturday |  | Pwr_315 |  | 13.8683 | 13.8683 | 13.8683
1 | 14 | 3 | 316 | Saturday |  | Pwr_316 |  | 13.8683 | 13.8683 | 13.8683
1 | 14 | 4 | 317 | Saturday |  | Pwr_317 |  | 13.8683 | 13.8683 | 13.8683
1 | 14 | 5 | 318 | Saturday |  | Pwr_318 |  | 13.8683 | 13.8683 | 13.8683
1 | 14 | 6 | 319 | Saturday |  | Pwr_319 |  | 13.8683 | 13.8683 | 13.8683
1 | 14 | 7 | 320 | Saturday |  | Pwr_320 |  | 13.8683 | 13.8683 | 13.8683
1 | 14 | 8 | 321 | Saturday |  | Pwr_321 |  | 13.8683 | 13.8683 | 13.8683
1 | 14 | 9 | 322 | Saturday |  | Pwr_322 |  | 13.8683 | 13.8683 | 13.8683
1 | 14 | 10 | 323 | Saturday |  | Pwr_323 |  | 13.8683 | 13.8683 | 13.8683
1 | 14 | 11 | 324 | Saturday |  | Pwr_324 |  | 13.8683 | 13.8683 | 13.8683
1 | 14 | 12 | 325 | Saturday |  | Pwr_325 |  | 13.8683 | 13.8683 | 13.8683
1 | 14 | 13 | 326 | Saturday |  | Pwr_326 |  | 13.8683 | 13.8683 | 13.8683
1 | 14 | 14 | 327 | Saturday |  | Pwr_327 |  | 13.8683 | 13.8683 | 13.8683
1 | 14 | 15 | 328 | Saturday |  | Pwr_328 |  | 13.8683 | 13.8683 | 13.8683
1 | 14 | 16 | 329 | Saturday |  | Pwr_329 |  | 13.8683 | 13.8683 | 13.8683
1 | 14 | 17 | 330 | Saturday |  | Pwr_330 |  | 13.8683 | 13.8683 | 13.8683
1 | 14 | 18 | 331 | Saturday |  | Pwr_331 |  | 13.8683 | 13.8683 | 13.8683
1 | 14 | 19 | 332 | Saturday |  | Pwr_332 |  | 13.8683 | 13.8683 | 13.8683
1 | 14 | 20 | 333 | Saturday |  | Pwr_333 |  | 13.8683 | 13.8683 | 13.8683
1 | 14 | 21 | 334 | Saturday |  | Pwr_334 |  | 13.8683 | 13.8683 | 13.8683
1 | 14 | 22 | 335 | Saturday |  | Pwr_335 |  | 13.8683 | 13.8683 | 13.8683
1 | 14 | 23 | 336 | Saturday |  | Pwr_336 |  | 13.8683 | 13.8683 | 13.8683
1 | 15 | 0 | 337 | Sunday |  | Pwr_337 |  | 13.8683 | 13.8683 | 13.8683
1 | 15 | 1 | 338 | Sunday |  | Pwr_338 |  | 13.8683 | 13.8683 | 13.8683
1 | 15 | 2 | 339 | Sunday |  | Pwr_339 |  | 13.8683 | 13.8683 | 13.8683
1 | 15 | 3 | 340 | Sunday |  | Pwr_340 |  | 13.8683 | 13.8683 | 13.8683
1 | 15 | 4 | 341 | Sunday |  | Pwr_341 |  | 20.8025 | 20.8025 | 20.8025
1 | 15 | 5 | 342 | Sunday |  | Pwr_342 |  | 31.2038 | 31.2038 | 31.2038
1 | 15 | 6 | 343 | Sunday |  | Pwr_343 |  | 40.2182 | 40.2182 | 40.2182
1 | 15 | 7 | 344 | Sunday |  | Pwr_344 |  | 48.5392 | 48.5392 | 48.5392
1 | 15 | 8 | 345 | Sunday |  | Pwr_345 |  | 58.9405 | 58.9405 | 58.9405
1 | 15 | 9 | 346 | Sunday |  | Pwr_346 |  | 71.422 | 71.422 | 71.422
1 | 15 | 10 | 347 | Sunday |  | Pwr_347 |  | 68.6483 | 68.6483 | 68.6483
1 | 15 | 11 | 348 | Sunday |  | Pwr_348 |  | 63.7944 | 63.7944 | 63.7944
1 | 15 | 12 | 349 | Sunday |  | Pwr_349 |  | 65.8746 | 65.8746 | 65.8746
1 | 15 | 13 | 350 | Sunday |  | Pwr_350 |  | 69.3417 | 69.3417 | 69.3417
1 | 15 | 14 | 351 | Sunday |  | Pwr_351 |  | 70.7286 | 70.7286 | 70.7286
1 | 15 | 15 | 352 | Sunday |  | Pwr_352 |  | 71.422 | 71.422 | 71.422
1 | 15 | 16 | 353 | Sunday |  | Pwr_353 |  | 72.8088 | 72.8088 | 72.8088
1 | 15 | 17 | 354 | Sunday |  | Pwr_354 |  | 58.9405 | 58.9405 | 58.9405
1 | 15 | 18 | 355 | Sunday |  | Pwr_355 |  | 48.5392 | 48.5392 | 48.5392
1 | 15 | 19 | 356 | Sunday |  | Pwr_356 |  | 38.1379 | 38.1379 | 38.1379
1 | 15 | 20 | 357 | Sunday |  | Pwr_357 |  | 24.2696 | 24.2696 | 24.2696
1 | 15 | 21 | 358 | Sunday |  | Pwr_358 |  | 13.8683 | 13.8683 | 13.8683
1 | 15 | 22 | 359 | Sunday |  | Pwr_359 |  | 13.8683 | 13.8683 | 13.8683
1 | 15 | 23 | 360 | Sunday |  | Pwr_360 |  | 13.8683 | 13.8683 | 13.8683
1 | 16 | 0 | 361 | Yes |  | Pwr_361 |  | 13.8683 | 13.8683 | 13.8683
1 | 16 | 1 | 362 | Yes |  | Pwr_362 |  | 13.8683 | 13.8683 | 13.8683
1 | 16 | 2 | 363 | Yes |  | Pwr_363 |  | 13.8683 | 13.8683 | 13.8683
1 | 16 | 3 | 364 | Yes |  | Pwr_364 |  | 13.8683 | 13.8683 | 13.8683
1 | 16 | 4 | 365 | Yes |  | Pwr_365 |  | 20.8025 | 20.8025 | 20.8025
1 | 16 | 5 | 366 | Yes |  | Pwr_366 |  | 31.2038 | 31.2038 | 31.2038
1 | 16 | 6 | 367 | Yes |  | Pwr_367 |  | 40.2182 | 40.2182 | 40.2182
1 | 16 | 7 | 368 | Yes |  | Pwr_368 |  | 48.5392 | 48.5392 | 48.5392
1 | 16 | 8 | 369 | Yes |  | Pwr_369 |  | 58.9405 | 58.9405 | 58.9405
1 | 16 | 9 | 370 | Yes |  | Pwr_370 |  | 71.422 | 71.422 | 71.422
1 | 16 | 10 | 371 | Yes |  | Pwr_371 |  | 68.6483 | 68.6483 | 68.6483
1 | 16 | 11 | 372 | Yes |  | Pwr_372 |  | 63.7944 | 63.7944 | 63.7944
1 | 16 | 12 | 373 | Yes |  | Pwr_373 |  | 65.8746 | 65.8746 | 65.8746
1 | 16 | 13 | 374 | Yes |  | Pwr_374 |  | 69.3417 | 69.3417 | 69.3417
1 | 16 | 14 | 375 | Yes |  | Pwr_375 |  | 70.7286 | 70.7286 | 70.7286
1 | 16 | 15 | 376 | Yes |  | Pwr_376 |  | 71.422 | 71.422 | 71.422
1 | 16 | 16 | 377 | Yes |  | Pwr_377 |  | 72.8088 | 72.8088 | 72.8088
1 | 16 | 17 | 378 | Yes |  | Pwr_378 |  | 58.9405 | 58.9405 | 58.9405
1 | 16 | 18 | 379 | Yes |  | Pwr_379 |  | 48.5392 | 48.5392 | 48.5392
1 | 16 | 19 | 380 | Yes |  | Pwr_380 |  | 38.1379 | 38.1379 | 38.1379
1 | 16 | 20 | 381 | Yes |  | Pwr_381 |  | 24.2696 | 24.2696 | 24.2696
1 | 16 | 21 | 382 | Yes |  | Pwr_382 |  | 13.8683 | 13.8683 | 13.8683
1 | 16 | 22 | 383 | Yes |  | Pwr_383 |  | 13.8683 | 13.8683 | 13.8683
1 | 16 | 23 | 384 | Yes |  | Pwr_384 |  | 13.8683 | 13.8683 | 13.8683
1 | 17 | 0 | 385 | Yes |  | Pwr_385 |  | 13.8683 | 13.8683 | 13.8683
1 | 17 | 1 | 386 | Yes |  | Pwr_386 |  | 13.8683 | 13.8683 | 13.8683
1 | 17 | 2 | 387 | Yes |  | Pwr_387 |  | 13.8683 | 13.8683 | 13.8683
1 | 17 | 3 | 388 | Yes |  | Pwr_388 |  | 13.8683 | 13.8683 | 13.8683
1 | 17 | 4 | 389 | Yes |  | Pwr_389 |  | 20.8025 | 20.8025 | 20.8025
1 | 17 | 5 | 390 | Yes |  | Pwr_390 |  | 31.2038 | 31.2038 | 31.2038
1 | 17 | 6 | 391 | Yes |  | Pwr_391 |  | 40.2182 | 40.2182 | 40.2182
1 | 17 | 7 | 392 | Yes |  | Pwr_392 |  | 48.5392 | 48.5392 | 48.5392
1 | 17 | 8 | 393 | Yes |  | Pwr_393 |  | 58.9405 | 58.9405 | 58.9405
1 | 17 | 9 | 394 | Yes |  | Pwr_394 |  | 71.422 | 71.422 | 71.422
1 | 17 | 10 | 395 | Yes |  | Pwr_395 |  | 68.6483 | 68.6483 | 68.6483
1 | 17 | 11 | 396 | Yes |  | Pwr_396 |  | 63.7944 | 63.7944 | 63.7944
1 | 17 | 12 | 397 | Yes |  | Pwr_397 |  | 65.8746 | 65.8746 | 65.8746
1 | 17 | 13 | 398 | Yes |  | Pwr_398 |  | 69.3417 | 69.3417 | 69.3417
1 | 17 | 14 | 399 | Yes |  | Pwr_399 |  | 70.7286 | 70.7286 | 70.7286
1 | 17 | 15 | 400 | Yes |  | Pwr_400 |  | 71.422 | 71.422 | 71.422
1 | 17 | 16 | 401 | Yes |  | Pwr_401 |  | 72.8088 | 72.8088 | 72.8088
1 | 17 | 17 | 402 | Yes |  | Pwr_402 |  | 58.9405 | 58.9405 | 58.9405
1 | 17 | 18 | 403 | Yes |  | Pwr_403 |  | 48.5392 | 48.5392 | 48.5392
1 | 17 | 19 | 404 | Yes |  | Pwr_404 |  | 38.1379 | 38.1379 | 38.1379
1 | 17 | 20 | 405 | Yes |  | Pwr_405 |  | 24.2696 | 24.2696 | 24.2696
1 | 17 | 21 | 406 | Yes |  | Pwr_406 |  | 13.8683 | 13.8683 | 13.8683
1 | 17 | 22 | 407 | Yes |  | Pwr_407 |  | 13.8683 | 13.8683 | 13.8683
1 | 17 | 23 | 408 | Yes |  | Pwr_408 |  | 13.8683 | 13.8683 | 13.8683
1 | 18 | 0 | 409 | Yes |  | Pwr_409 |  | 13.8683 | 13.8683 | 13.8683
1 | 18 | 1 | 410 | Yes |  | Pwr_410 |  | 13.8683 | 13.8683 | 13.8683
1 | 18 | 2 | 411 | Yes |  | Pwr_411 |  | 13.8683 | 13.8683 | 13.8683
1 | 18 | 3 | 412 | Yes |  | Pwr_412 |  | 13.8683 | 13.8683 | 13.8683
1 | 18 | 4 | 413 | Yes |  | Pwr_413 |  | 20.8025 | 20.8025 | 20.8025
1 | 18 | 5 | 414 | Yes |  | Pwr_414 |  | 31.2038 | 31.2038 | 31.2038
1 | 18 | 6 | 415 | Yes |  | Pwr_415 |  | 40.2182 | 40.2182 | 40.2182
1 | 18 | 7 | 416 | Yes |  | Pwr_416 |  | 48.5392 | 48.5392 | 48.5392
1 | 18 | 8 | 417 | Yes |  | Pwr_417 |  | 58.9405 | 58.9405 | 58.9405
1 | 18 | 9 | 418 | Yes |  | Pwr_418 |  | 71.422 | 71.422 | 71.422
1 | 18 | 10 | 419 | Yes |  | Pwr_419 |  | 68.6483 | 68.6483 | 68.6483
1 | 18 | 11 | 420 | Yes |  | Pwr_420 |  | 63.7944 | 63.7944 | 63.7944
1 | 18 | 12 | 421 | Yes |  | Pwr_421 |  | 65.8746 | 65.8746 | 65.8746
1 | 18 | 13 | 422 | Yes |  | Pwr_422 |  | 69.3417 | 69.3417 | 69.3417
1 | 18 | 14 | 423 | Yes |  | Pwr_423 |  | 70.7286 | 70.7286 | 70.7286
1 | 18 | 15 | 424 | Yes |  | Pwr_424 |  | 71.422 | 71.422 | 71.422
1 | 18 | 16 | 425 | Yes |  | Pwr_425 |  | 72.8088 | 72.8088 | 72.8088
1 | 18 | 17 | 426 | Yes |  | Pwr_426 |  | 58.9405 | 58.9405 | 58.9405
1 | 18 | 18 | 427 | Yes |  | Pwr_427 |  | 48.5392 | 48.5392 | 48.5392
1 | 18 | 19 | 428 | Yes |  | Pwr_428 |  | 38.1379 | 38.1379 | 38.1379
1 | 18 | 20 | 429 | Yes |  | Pwr_429 |  | 24.2696 | 24.2696 | 24.2696
1 | 18 | 21 | 430 | Yes |  | Pwr_430 |  | 13.8683 | 13.8683 | 13.8683
1 | 18 | 22 | 431 | Yes |  | Pwr_431 |  | 13.8683 | 13.8683 | 13.8683
1 | 18 | 23 | 432 | Yes |  | Pwr_432 |  | 13.8683 | 13.8683 | 13.8683
1 | 19 | 0 | 433 | Yes |  | Pwr_433 |  | 13.8683 | 13.8683 | 13.8683
1 | 19 | 1 | 434 | Yes |  | Pwr_434 |  | 13.8683 | 13.8683 | 13.8683
1 | 19 | 2 | 435 | Yes |  | Pwr_435 |  | 13.8683 | 13.8683 | 13.8683
1 | 19 | 3 | 436 | Yes |  | Pwr_436 |  | 13.8683 | 13.8683 | 13.8683
1 | 19 | 4 | 437 | Yes |  | Pwr_437 |  | 20.8025 | 20.8025 | 20.8025
1 | 19 | 5 | 438 | Yes |  | Pwr_438 |  | 31.2038 | 31.2038 | 31.2038
1 | 19 | 6 | 439 | Yes |  | Pwr_439 |  | 40.2182 | 40.2182 | 40.2182
1 | 19 | 7 | 440 | Yes |  | Pwr_440 |  | 48.5392 | 48.5392 | 48.5392
1 | 19 | 8 | 441 | Yes |  | Pwr_441 |  | 58.9405 | 58.9405 | 58.9405
1 | 19 | 9 | 442 | Yes |  | Pwr_442 |  | 71.422 | 71.422 | 71.422
1 | 19 | 10 | 443 | Yes |  | Pwr_443 |  | 68.6483 | 68.6483 | 68.6483
1 | 19 | 11 | 444 | Yes |  | Pwr_444 |  | 63.7944 | 63.7944 | 63.7944
1 | 19 | 12 | 445 | Yes |  | Pwr_445 |  | 65.8746 | 65.8746 | 65.8746
1 | 19 | 13 | 446 | Yes |  | Pwr_446 |  | 69.3417 | 69.3417 | 69.3417
1 | 19 | 14 | 447 | Yes |  | Pwr_447 |  | 70.7286 | 70.7286 | 70.7286
1 | 19 | 15 | 448 | Yes |  | Pwr_448 |  | 71.422 | 71.422 | 71.422
1 | 19 | 16 | 449 | Yes |  | Pwr_449 |  | 72.8088 | 72.8088 | 72.8088
1 | 19 | 17 | 450 | Yes |  | Pwr_450 |  | 58.9405 | 58.9405 | 58.9405
1 | 19 | 18 | 451 | Yes |  | Pwr_451 |  | 48.5392 | 48.5392 | 48.5392
1 | 19 | 19 | 452 | Yes |  | Pwr_452 |  | 38.1379 | 38.1379 | 38.1379
1 | 19 | 20 | 453 | Yes |  | Pwr_453 |  | 24.2696 | 24.2696 | 24.2696
1 | 19 | 21 | 454 | Yes |  | Pwr_454 |  | 13.8683 | 13.8683 | 13.8683
1 | 19 | 22 | 455 | Yes |  | Pwr_455 |  | 13.8683 | 13.8683 | 13.8683
1 | 19 | 23 | 456 | Yes |  | Pwr_456 |  | 13.8683 | 13.8683 | 13.8683
1 | 20 | 0 | 457 | Yes |  | Pwr_457 |  | 13.8683 | 13.8683 | 13.8683
1 | 20 | 1 | 458 | Yes |  | Pwr_458 |  | 13.8683 | 13.8683 | 13.8683
1 | 20 | 2 | 459 | Yes |  | Pwr_459 |  | 13.8683 | 13.8683 | 13.8683
1 | 20 | 3 | 460 | Yes |  | Pwr_460 |  | 13.8683 | 13.8683 | 13.8683
1 | 20 | 4 | 461 | Yes |  | Pwr_461 |  | 13.8683 | 13.8683 | 13.8683
1 | 20 | 5 | 462 | Yes |  | Pwr_462 |  | 13.8683 | 13.8683 | 13.8683
1 | 20 | 6 | 463 | Yes |  | Pwr_463 |  | 13.8683 | 13.8683 | 13.8683
1 | 20 | 7 | 464 | Yes |  | Pwr_464 |  | 13.8683 | 13.8683 | 13.8683
1 | 20 | 8 | 465 | Yes |  | Pwr_465 |  | 13.8683 | 13.8683 | 13.8683
1 | 20 | 9 | 466 | Yes |  | Pwr_466 |  | 13.8683 | 13.8683 | 13.8683
1 | 20 | 10 | 467 | Yes |  | Pwr_467 |  | 13.8683 | 13.8683 | 13.8683
1 | 20 | 11 | 468 | Yes |  | Pwr_468 |  | 13.8683 | 13.8683 | 13.8683
1 | 20 | 12 | 469 | Yes |  | Pwr_469 |  | 13.8683 | 13.8683 | 13.8683
1 | 20 | 13 | 470 | Yes |  | Pwr_470 |  | 13.8683 | 13.8683 | 13.8683
1 | 20 | 14 | 471 | Yes |  | Pwr_471 |  | 13.8683 | 13.8683 | 13.8683
1 | 20 | 15 | 472 | Yes |  | Pwr_472 |  | 13.8683 | 13.8683 | 13.8683
1 | 20 | 16 | 473 | Yes |  | Pwr_473 |  | 13.8683 | 13.8683 | 13.8683
1 | 20 | 17 | 474 | Yes |  | Pwr_474 |  | 13.8683 | 13.8683 | 13.8683
1 | 20 | 18 | 475 | Yes |  | Pwr_475 |  | 13.8683 | 13.8683 | 13.8683
1 | 20 | 19 | 476 | Yes |  | Pwr_476 |  | 13.8683 | 13.8683 | 13.8683
1 | 20 | 20 | 477 | Yes |  | Pwr_477 |  | 13.8683 | 13.8683 | 13.8683
1 | 20 | 21 | 478 | Yes |  | Pwr_478 |  | 13.8683 | 13.8683 | 13.8683
1 | 20 | 22 | 479 | Yes |  | Pwr_479 |  | 13.8683 | 13.8683 | 13.8683
1 | 20 | 23 | 480 | Yes |  | Pwr_480 |  | 13.8683 | 13.8683 | 13.8683
1 | 21 | 0 | 481 | Saturday |  | Pwr_481 |  | 13.8683 | 13.8683 | 13.8683
1 | 21 | 1 | 482 | Saturday |  | Pwr_482 |  | 13.8683 | 13.8683 | 13.8683
1 | 21 | 2 | 483 | Saturday |  | Pwr_483 |  | 13.8683 | 13.8683 | 13.8683
1 | 21 | 3 | 484 | Saturday |  | Pwr_484 |  | 13.8683 | 13.8683 | 13.8683
1 | 21 | 4 | 485 | Saturday |  | Pwr_485 |  | 13.8683 | 13.8683 | 13.8683
1 | 21 | 5 | 486 | Saturday |  | Pwr_486 |  | 13.8683 | 13.8683 | 13.8683
1 | 21 | 6 | 487 | Saturday |  | Pwr_487 |  | 13.8683 | 13.8683 | 13.8683
1 | 21 | 7 | 488 | Saturday |  | Pwr_488 |  | 13.8683 | 13.8683 | 13.8683
1 | 21 | 8 | 489 | Saturday |  | Pwr_489 |  | 13.8683 | 13.8683 | 13.8683
1 | 21 | 9 | 490 | Saturday |  | Pwr_490 |  | 13.8683 | 13.8683 | 13.8683
1 | 21 | 10 | 491 | Saturday |  | Pwr_491 |  | 13.8683 | 13.8683 | 13.8683
1 | 21 | 11 | 492 | Saturday |  | Pwr_492 |  | 13.8683 | 13.8683 | 13.8683
1 | 21 | 12 | 493 | Saturday |  | Pwr_493 |  | 13.8683 | 13.8683 | 13.8683
1 | 21 | 13 | 494 | Saturday |  | Pwr_494 |  | 13.8683 | 13.8683 | 13.8683
1 | 21 | 14 | 495 | Saturday |  | Pwr_495 |  | 13.8683 | 13.8683 | 13.8683
1 | 21 | 15 | 496 | Saturday |  | Pwr_496 |  | 13.8683 | 13.8683 | 13.8683
1 | 21 | 16 | 497 | Saturday |  | Pwr_497 |  | 13.8683 | 13.8683 | 13.8683
1 | 21 | 17 | 498 | Saturday |  | Pwr_498 |  | 13.8683 | 13.8683 | 13.8683
1 | 21 | 18 | 499 | Saturday |  | Pwr_499 |  | 13.8683 | 13.8683 | 13.8683
1 | 21 | 19 | 500 | Saturday |  | Pwr_500 |  | 13.8683 | 13.8683 | 13.8683
1 | 21 | 20 | 501 | Saturday |  | Pwr_501 |  | 13.8683 | 13.8683 | 13.8683
1 | 21 | 21 | 502 | Saturday |  | Pwr_502 |  | 13.8683 | 13.8683 | 13.8683
1 | 21 | 22 | 503 | Saturday |  | Pwr_503 |  | 13.8683 | 13.8683 | 13.8683
1 | 21 | 23 | 504 | Saturday |  | Pwr_504 |  | 13.8683 | 13.8683 | 13.8683
1 | 22 | 0 | 505 | Sunday |  | Pwr_505 |  | 13.8683 | 13.8683 | 13.8683
1 | 22 | 1 | 506 | Sunday |  | Pwr_506 |  | 13.8683 | 13.8683 | 13.8683
1 | 22 | 2 | 507 | Sunday |  | Pwr_507 |  | 13.8683 | 13.8683 | 13.8683
1 | 22 | 3 | 508 | Sunday |  | Pwr_508 |  | 13.8683 | 13.8683 | 13.8683
1 | 22 | 4 | 509 | Sunday |  | Pwr_509 |  | 20.8025 | 20.8025 | 20.8025
1 | 22 | 5 | 510 | Sunday |  | Pwr_510 |  | 31.2038 | 31.2038 | 31.2038
1 | 22 | 6 | 511 | Sunday |  | Pwr_511 |  | 40.2182 | 40.2182 | 40.2182
1 | 22 | 7 | 512 | Sunday |  | Pwr_512 |  | 48.5392 | 48.5392 | 48.5392
1 | 22 | 8 | 513 | Sunday |  | Pwr_513 |  | 58.9405 | 58.9405 | 58.9405
1 | 22 | 9 | 514 | Sunday |  | Pwr_514 |  | 71.422 | 71.422 | 71.422
1 | 22 | 10 | 515 | Sunday |  | Pwr_515 |  | 68.6483 | 68.6483 | 68.6483
1 | 22 | 11 | 516 | Sunday |  | Pwr_516 |  | 63.7944 | 63.7944 | 63.7944
1 | 22 | 12 | 517 | Sunday |  | Pwr_517 |  | 65.8746 | 65.8746 | 65.8746
1 | 22 | 13 | 518 | Sunday |  | Pwr_518 |  | 69.3417 | 69.3417 | 69.3417
1 | 22 | 14 | 519 | Sunday |  | Pwr_519 |  | 70.7286 | 70.7286 | 70.7286
1 | 22 | 15 | 520 | Sunday |  | Pwr_520 |  | 71.422 | 71.422 | 71.422
1 | 22 | 16 | 521 | Sunday |  | Pwr_521 |  | 72.8088 | 72.8088 | 72.8088
1 | 22 | 17 | 522 | Sunday |  | Pwr_522 |  | 58.9405 | 58.9405 | 58.9405
1 | 22 | 18 | 523 | Sunday |  | Pwr_523 |  | 48.5392 | 48.5392 | 48.5392
1 | 22 | 19 | 524 | Sunday |  | Pwr_524 |  | 38.1379 | 38.1379 | 38.1379
1 | 22 | 20 | 525 | Sunday |  | Pwr_525 |  | 24.2696 | 24.2696 | 24.2696
1 | 22 | 21 | 526 | Sunday |  | Pwr_526 |  | 13.8683 | 13.8683 | 13.8683
1 | 22 | 22 | 527 | Sunday |  | Pwr_527 |  | 13.8683 | 13.8683 | 13.8683
1 | 22 | 23 | 528 | Sunday |  | Pwr_528 |  | 13.8683 | 13.8683 | 13.8683
1 | 23 | 0 | 529 | Yes |  | Pwr_529 |  | 13.8683 | 13.8683 | 13.8683
1 | 23 | 1 | 530 | Yes |  | Pwr_530 |  | 13.8683 | 13.8683 | 13.8683
1 | 23 | 2 | 531 | Yes |  | Pwr_531 |  | 13.8683 | 13.8683 | 13.8683
1 | 23 | 3 | 532 | Yes |  | Pwr_532 |  | 13.8683 | 13.8683 | 13.8683
1 | 23 | 4 | 533 | Yes |  | Pwr_533 |  | 20.8025 | 20.8025 | 20.8025
1 | 23 | 5 | 534 | Yes |  | Pwr_534 |  | 31.2038 | 31.2038 | 31.2038
1 | 23 | 6 | 535 | Yes |  | Pwr_535 |  | 40.2182 | 40.2182 | 40.2182
1 | 23 | 7 | 536 | Yes |  | Pwr_536 |  | 48.5392 | 48.5392 | 48.5392
1 | 23 | 8 | 537 | Yes |  | Pwr_537 |  | 58.9405 | 58.9405 | 58.9405
1 | 23 | 9 | 538 | Yes |  | Pwr_538 |  | 71.422 | 71.422 | 71.422
1 | 23 | 10 | 539 | Yes |  | Pwr_539 |  | 68.6483 | 68.6483 | 68.6483
1 | 23 | 11 | 540 | Yes |  | Pwr_540 |  | 63.7944 | 63.7944 | 63.7944
1 | 23 | 12 | 541 | Yes |  | Pwr_541 |  | 65.8746 | 65.8746 | 65.8746
1 | 23 | 13 | 542 | Yes |  | Pwr_542 |  | 69.3417 | 69.3417 | 69.3417
1 | 23 | 14 | 543 | Yes |  | Pwr_543 |  | 70.7286 | 70.7286 | 70.7286
1 | 23 | 15 | 544 | Yes |  | Pwr_544 |  | 71.422 | 71.422 | 71.422
1 | 23 | 16 | 545 | Yes |  | Pwr_545 |  | 72.8088 | 72.8088 | 72.8088
1 | 23 | 17 | 546 | Yes |  | Pwr_546 |  | 58.9405 | 58.9405 | 58.9405
1 | 23 | 18 | 547 | Yes |  | Pwr_547 |  | 48.5392 | 48.5392 | 48.5392
1 | 23 | 19 | 548 | Yes |  | Pwr_548 |  | 38.1379 | 38.1379 | 38.1379
1 | 23 | 20 | 549 | Yes |  | Pwr_549 |  | 24.2696 | 24.2696 | 24.2696
1 | 23 | 21 | 550 | Yes |  | Pwr_550 |  | 13.8683 | 13.8683 | 13.8683
1 | 23 | 22 | 551 | Yes |  | Pwr_551 |  | 13.8683 | 13.8683 | 13.8683
1 | 23 | 23 | 552 | Yes |  | Pwr_552 |  | 13.8683 | 13.8683 | 13.8683
1 | 24 | 0 | 553 | Yes |  | Pwr_553 |  | 13.8683 | 13.8683 | 13.8683
1 | 24 | 1 | 554 | Yes |  | Pwr_554 |  | 13.8683 | 13.8683 | 13.8683
1 | 24 | 2 | 555 | Yes |  | Pwr_555 |  | 13.8683 | 13.8683 | 13.8683
1 | 24 | 3 | 556 | Yes |  | Pwr_556 |  | 13.8683 | 13.8683 | 13.8683
1 | 24 | 4 | 557 | Yes |  | Pwr_557 |  | 20.8025 | 20.8025 | 20.8025
1 | 24 | 5 | 558 | Yes |  | Pwr_558 |  | 31.2038 | 31.2038 | 31.2038
1 | 24 | 6 | 559 | Yes |  | Pwr_559 |  | 40.2182 | 40.2182 | 40.2182
1 | 24 | 7 | 560 | Yes |  | Pwr_560 |  | 48.5392 | 48.5392 | 48.5392
1 | 24 | 8 | 561 | Yes |  | Pwr_561 |  | 58.9405 | 58.9405 | 58.9405
1 | 24 | 9 | 562 | Yes |  | Pwr_562 |  | 71.422 | 71.422 | 71.422
1 | 24 | 10 | 563 | Yes |  | Pwr_563 |  | 68.6483 | 68.6483 | 68.6483
1 | 24 | 11 | 564 | Yes |  | Pwr_564 |  | 63.7944 | 63.7944 | 63.7944
1 | 24 | 12 | 565 | Yes |  | Pwr_565 |  | 65.8746 | 65.8746 | 65.8746
1 | 24 | 13 | 566 | Yes |  | Pwr_566 |  | 69.3417 | 69.3417 | 69.3417
1 | 24 | 14 | 567 | Yes |  | Pwr_567 |  | 70.7286 | 70.7286 | 70.7286
1 | 24 | 15 | 568 | Yes |  | Pwr_568 |  | 71.422 | 71.422 | 71.422
1 | 24 | 16 | 569 | Yes |  | Pwr_569 |  | 72.8088 | 72.8088 | 72.8088
1 | 24 | 17 | 570 | Yes |  | Pwr_570 |  | 58.9405 | 58.9405 | 58.9405
1 | 24 | 18 | 571 | Yes |  | Pwr_571 |  | 48.5392 | 48.5392 | 48.5392
1 | 24 | 19 | 572 | Yes |  | Pwr_572 |  | 38.1379 | 38.1379 | 38.1379
1 | 24 | 20 | 573 | Yes |  | Pwr_573 |  | 24.2696 | 24.2696 | 24.2696
1 | 24 | 21 | 574 | Yes |  | Pwr_574 |  | 13.8683 | 13.8683 | 13.8683
1 | 24 | 22 | 575 | Yes |  | Pwr_575 |  | 13.8683 | 13.8683 | 13.8683
1 | 24 | 23 | 576 | Yes |  | Pwr_576 |  | 13.8683 | 13.8683 | 13.8683
1 | 25 | 0 | 577 | Yes |  | Pwr_577 |  | 13.8683 | 13.8683 | 13.8683
1 | 25 | 1 | 578 | Yes |  | Pwr_578 |  | 13.8683 | 13.8683 | 13.8683
1 | 25 | 2 | 579 | Yes |  | Pwr_579 |  | 13.8683 | 13.8683 | 13.8683
1 | 25 | 3 | 580 | Yes |  | Pwr_580 |  | 13.8683 | 13.8683 | 13.8683
1 | 25 | 4 | 581 | Yes |  | Pwr_581 |  | 20.8025 | 20.8025 | 20.8025
1 | 25 | 5 | 582 | Yes |  | Pwr_582 |  | 31.2038 | 31.2038 | 31.2038
1 | 25 | 6 | 583 | Yes |  | Pwr_583 |  | 40.2182 | 40.2182 | 40.2182
1 | 25 | 7 | 584 | Yes |  | Pwr_584 |  | 48.5392 | 48.5392 | 48.5392
1 | 25 | 8 | 585 | Yes |  | Pwr_585 |  | 58.9405 | 58.9405 | 58.9405
1 | 25 | 9 | 586 | Yes |  | Pwr_586 |  | 71.422 | 71.422 | 71.422
1 | 25 | 10 | 587 | Yes |  | Pwr_587 |  | 68.6483 | 68.6483 | 68.6483
1 | 25 | 11 | 588 | Yes |  | Pwr_588 |  | 63.7944 | 63.7944 | 63.7944
1 | 25 | 12 | 589 | Yes |  | Pwr_589 |  | 65.8746 | 65.8746 | 65.8746
1 | 25 | 13 | 590 | Yes |  | Pwr_590 |  | 69.3417 | 69.3417 | 69.3417
1 | 25 | 14 | 591 | Yes |  | Pwr_591 |  | 70.7286 | 70.7286 | 70.7286
1 | 25 | 15 | 592 | Yes |  | Pwr_592 |  | 71.422 | 71.422 | 71.422
1 | 25 | 16 | 593 | Yes |  | Pwr_593 |  | 72.8088 | 72.8088 | 72.8088
1 | 25 | 17 | 594 | Yes |  | Pwr_594 |  | 58.9405 | 58.9405 | 58.9405
1 | 25 | 18 | 595 | Yes |  | Pwr_595 |  | 48.5392 | 48.5392 | 48.5392
1 | 25 | 19 | 596 | Yes |  | Pwr_596 |  | 38.1379 | 38.1379 | 38.1379
1 | 25 | 20 | 597 | Yes |  | Pwr_597 |  | 24.2696 | 24.2696 | 24.2696
1 | 25 | 21 | 598 | Yes |  | Pwr_598 |  | 13.8683 | 13.8683 | 13.8683
1 | 25 | 22 | 599 | Yes |  | Pwr_599 |  | 13.8683 | 13.8683 | 13.8683
1 | 25 | 23 | 600 | Yes |  | Pwr_600 |  | 13.8683 | 13.8683 | 13.8683
1 | 26 | 0 | 601 | Yes |  | Pwr_601 |  | 13.8683 | 13.8683 | 13.8683
1 | 26 | 1 | 602 | Yes |  | Pwr_602 |  | 13.8683 | 13.8683 | 13.8683
1 | 26 | 2 | 603 | Yes |  | Pwr_603 |  | 13.8683 | 13.8683 | 13.8683
1 | 26 | 3 | 604 | Yes |  | Pwr_604 |  | 13.8683 | 13.8683 | 13.8683
1 | 26 | 4 | 605 | Yes |  | Pwr_605 |  | 20.8025 | 20.8025 | 20.8025
1 | 26 | 5 | 606 | Yes |  | Pwr_606 |  | 31.2038 | 31.2038 | 31.2038
1 | 26 | 6 | 607 | Yes |  | Pwr_607 |  | 40.2182 | 40.2182 | 40.2182
1 | 26 | 7 | 608 | Yes |  | Pwr_608 |  | 48.5392 | 48.5392 | 48.5392
1 | 26 | 8 | 609 | Yes |  | Pwr_609 |  | 58.9405 | 58.9405 | 58.9405
1 | 26 | 9 | 610 | Yes |  | Pwr_610 |  | 71.422 | 71.422 | 71.422
1 | 26 | 10 | 611 | Yes |  | Pwr_611 |  | 68.6483 | 68.6483 | 68.6483
1 | 26 | 11 | 612 | Yes |  | Pwr_612 |  | 63.7944 | 63.7944 | 63.7944
1 | 26 | 12 | 613 | Yes |  | Pwr_613 |  | 65.8746 | 65.8746 | 65.8746
1 | 26 | 13 | 614 | Yes |  | Pwr_614 |  | 69.3417 | 69.3417 | 69.3417
1 | 26 | 14 | 615 | Yes |  | Pwr_615 |  | 70.7286 | 70.7286 | 70.7286
1 | 26 | 15 | 616 | Yes |  | Pwr_616 |  | 71.422 | 71.422 | 71.422
1 | 26 | 16 | 617 | Yes |  | Pwr_617 |  | 72.8088 | 72.8088 | 72.8088
1 | 26 | 17 | 618 | Yes |  | Pwr_618 |  | 58.9405 | 58.9405 | 58.9405
1 | 26 | 18 | 619 | Yes |  | Pwr_619 |  | 48.5392 | 48.5392 | 48.5392
1 | 26 | 19 | 620 | Yes |  | Pwr_620 |  | 38.1379 | 38.1379 | 38.1379
1 | 26 | 20 | 621 | Yes |  | Pwr_621 |  | 24.2696 | 24.2696 | 24.2696
1 | 26 | 21 | 622 | Yes |  | Pwr_622 |  | 13.8683 | 13.8683 | 13.8683
1 | 26 | 22 | 623 | Yes |  | Pwr_623 |  | 13.8683 | 13.8683 | 13.8683
1 | 26 | 23 | 624 | Yes |  | Pwr_624 |  | 13.8683 | 13.8683 | 13.8683
1 | 27 | 0 | 625 | Yes |  | Pwr_625 |  | 13.8683 | 13.8683 | 13.8683
1 | 27 | 1 | 626 | Yes |  | Pwr_626 |  | 13.8683 | 13.8683 | 13.8683
1 | 27 | 2 | 627 | Yes |  | Pwr_627 |  | 13.8683 | 13.8683 | 13.8683
1 | 27 | 3 | 628 | Yes |  | Pwr_628 |  | 13.8683 | 13.8683 | 13.8683
1 | 27 | 4 | 629 | Yes |  | Pwr_629 |  | 13.8683 | 13.8683 | 13.8683
1 | 27 | 5 | 630 | Yes |  | Pwr_630 |  | 13.8683 | 13.8683 | 13.8683
1 | 27 | 6 | 631 | Yes |  | Pwr_631 |  | 13.8683 | 13.8683 | 13.8683
1 | 27 | 7 | 632 | Yes |  | Pwr_632 |  | 13.8683 | 13.8683 | 13.8683
1 | 27 | 8 | 633 | Yes |  | Pwr_633 |  | 13.8683 | 13.8683 | 13.8683
1 | 27 | 9 | 634 | Yes |  | Pwr_634 |  | 13.8683 | 13.8683 | 13.8683
1 | 27 | 10 | 635 | Yes |  | Pwr_635 |  | 13.8683 | 13.8683 | 13.8683
1 | 27 | 11 | 636 | Yes |  | Pwr_636 |  | 13.8683 | 13.8683 | 13.8683
1 | 27 | 12 | 637 | Yes |  | Pwr_637 |  | 13.8683 | 13.8683 | 13.8683
1 | 27 | 13 | 638 | Yes |  | Pwr_638 |  | 13.8683 | 13.8683 | 13.8683
1 | 27 | 14 | 639 | Yes |  | Pwr_639 |  | 13.8683 | 13.8683 | 13.8683
1 | 27 | 15 | 640 | Yes |  | Pwr_640 |  | 13.8683 | 13.8683 | 13.8683
1 | 27 | 16 | 641 | Yes |  | Pwr_641 |  | 13.8683 | 13.8683 | 13.8683
1 | 27 | 17 | 642 | Yes |  | Pwr_642 |  | 13.8683 | 13.8683 | 13.8683
1 | 27 | 18 | 643 | Yes |  | Pwr_643 |  | 13.8683 | 13.8683 | 13.8683
1 | 27 | 19 | 644 | Yes |  | Pwr_644 |  | 13.8683 | 13.8683 | 13.8683
1 | 27 | 20 | 645 | Yes |  | Pwr_645 |  | 13.8683 | 13.8683 | 13.8683
1 | 27 | 21 | 646 | Yes |  | Pwr_646 |  | 13.8683 | 13.8683 | 13.8683
1 | 27 | 22 | 647 | Yes |  | Pwr_647 |  | 13.8683 | 13.8683 | 13.8683
1 | 27 | 23 | 648 | Yes |  | Pwr_648 |  | 13.8683 | 13.8683 | 13.8683
1 | 28 | 0 | 649 | Saturday |  | Pwr_649 |  | 13.8683 | 13.8683 | 13.8683
1 | 28 | 1 | 650 | Saturday |  | Pwr_650 |  | 13.8683 | 13.8683 | 13.8683
1 | 28 | 2 | 651 | Saturday |  | Pwr_651 |  | 13.8683 | 13.8683 | 13.8683
1 | 28 | 3 | 652 | Saturday |  | Pwr_652 |  | 13.8683 | 13.8683 | 13.8683
1 | 28 | 4 | 653 | Saturday |  | Pwr_653 |  | 13.8683 | 13.8683 | 13.8683
1 | 28 | 5 | 654 | Saturday |  | Pwr_654 |  | 13.8683 | 13.8683 | 13.8683
1 | 28 | 6 | 655 | Saturday |  | Pwr_655 |  | 13.8683 | 13.8683 | 13.8683
1 | 28 | 7 | 656 | Saturday |  | Pwr_656 |  | 13.8683 | 13.8683 | 13.8683
1 | 28 | 8 | 657 | Saturday |  | Pwr_657 |  | 13.8683 | 13.8683 | 13.8683
1 | 28 | 9 | 658 | Saturday |  | Pwr_658 |  | 13.8683 | 13.8683 | 13.8683
1 | 28 | 10 | 659 | Saturday |  | Pwr_659 |  | 13.8683 | 13.8683 | 13.8683
1 | 28 | 11 | 660 | Saturday |  | Pwr_660 |  | 13.8683 | 13.8683 | 13.8683
1 | 28 | 12 | 661 | Saturday |  | Pwr_661 |  | 13.8683 | 13.8683 | 13.8683
1 | 28 | 13 | 662 | Saturday |  | Pwr_662 |  | 13.8683 | 13.8683 | 13.8683
1 | 28 | 14 | 663 | Saturday |  | Pwr_663 |  | 13.8683 | 13.8683 | 13.8683
1 | 28 | 15 | 664 | Saturday |  | Pwr_664 |  | 13.8683 | 13.8683 | 13.8683
1 | 28 | 16 | 665 | Saturday |  | Pwr_665 |  | 13.8683 | 13.8683 | 13.8683
1 | 28 | 17 | 666 | Saturday |  | Pwr_666 |  | 13.8683 | 13.8683 | 13.8683
1 | 28 | 18 | 667 | Saturday |  | Pwr_667 |  | 13.8683 | 13.8683 | 13.8683
1 | 28 | 19 | 668 | Saturday |  | Pwr_668 |  | 13.8683 | 13.8683 | 13.8683
1 | 28 | 20 | 669 | Saturday |  | Pwr_669 |  | 13.8683 | 13.8683 | 13.8683
1 | 28 | 21 | 670 | Saturday |  | Pwr_670 |  | 13.8683 | 13.8683 | 13.8683
1 | 28 | 22 | 671 | Saturday |  | Pwr_671 |  | 13.8683 | 13.8683 | 13.8683
1 | 28 | 23 | 672 | Saturday |  | Pwr_672 |  | 13.8683 | 13.8683 | 13.8683
1 | 29 | 0 | 673 | Sunday |  | Pwr_673 |  | 13.8683 | 13.8683 | 13.8683
1 | 29 | 1 | 674 | Sunday |  | Pwr_674 |  | 13.8683 | 13.8683 | 13.8683
1 | 29 | 2 | 675 | Sunday |  | Pwr_675 |  | 13.8683 | 13.8683 | 13.8683
1 | 29 | 3 | 676 | Sunday |  | Pwr_676 |  | 13.8683 | 13.8683 | 13.8683
1 | 29 | 4 | 677 | Sunday |  | Pwr_677 |  | 20.8025 | 20.8025 | 20.8025
1 | 29 | 5 | 678 | Sunday |  | Pwr_678 |  | 31.2038 | 31.2038 | 31.2038
1 | 29 | 6 | 679 | Sunday |  | Pwr_679 |  | 40.2182 | 40.2182 | 40.2182
1 | 29 | 7 | 680 | Sunday |  | Pwr_680 |  | 48.5392 | 48.5392 | 48.5392
1 | 29 | 8 | 681 | Sunday |  | Pwr_681 |  | 58.9405 | 58.9405 | 58.9405
1 | 29 | 9 | 682 | Sunday |  | Pwr_682 |  | 71.422 | 71.422 | 71.422
1 | 29 | 10 | 683 | Sunday |  | Pwr_683 |  | 68.6483 | 68.6483 | 68.6483
1 | 29 | 11 | 684 | Sunday |  | Pwr_684 |  | 63.7944 | 63.7944 | 63.7944
1 | 29 | 12 | 685 | Sunday |  | Pwr_685 |  | 65.8746 | 65.8746 | 65.8746
1 | 29 | 13 | 686 | Sunday |  | Pwr_686 |  | 69.3417 | 69.3417 | 69.3417
1 | 29 | 14 | 687 | Sunday |  | Pwr_687 |  | 70.7286 | 70.7286 | 70.7286
1 | 29 | 15 | 688 | Sunday |  | Pwr_688 |  | 71.422 | 71.422 | 71.422
1 | 29 | 16 | 689 | Sunday |  | Pwr_689 |  | 72.8088 | 72.8088 | 72.8088
1 | 29 | 17 | 690 | Sunday |  | Pwr_690 |  | 58.9405 | 58.9405 | 58.9405
1 | 29 | 18 | 691 | Sunday |  | Pwr_691 |  | 48.5392 | 48.5392 | 48.5392
1 | 29 | 19 | 692 | Sunday |  | Pwr_692 |  | 38.1379 | 38.1379 | 38.1379
1 | 29 | 20 | 693 | Sunday |  | Pwr_693 |  | 24.2696 | 24.2696 | 24.2696
1 | 29 | 21 | 694 | Sunday |  | Pwr_694 |  | 13.8683 | 13.8683 | 13.8683
1 | 29 | 22 | 695 | Sunday |  | Pwr_695 |  | 13.8683 | 13.8683 | 13.8683
1 | 29 | 23 | 696 | Sunday |  | Pwr_696 |  | 13.8683 | 13.8683 | 13.8683
1 | 30 | 0 | 697 | Yes |  | Pwr_697 |  | 13.8683 | 13.8683 | 13.8683
1 | 30 | 1 | 698 | Yes |  | Pwr_698 |  | 13.8683 | 13.8683 | 13.8683
1 | 30 | 2 | 699 | Yes |  | Pwr_699 |  | 13.8683 | 13.8683 | 13.8683
1 | 30 | 3 | 700 | Yes |  | Pwr_700 |  | 13.8683 | 13.8683 | 13.8683
1 | 30 | 4 | 701 | Yes |  | Pwr_701 |  | 20.8025 | 20.8025 | 20.8025
1 | 30 | 5 | 702 | Yes |  | Pwr_702 |  | 31.2038 | 31.2038 | 31.2038
1 | 30 | 6 | 703 | Yes |  | Pwr_703 |  | 40.2182 | 40.2182 | 40.2182
1 | 30 | 7 | 704 | Yes |  | Pwr_704 |  | 48.5392 | 48.5392 | 48.5392
1 | 30 | 8 | 705 | Yes |  | Pwr_705 |  | 58.9405 | 58.9405 | 58.9405
1 | 30 | 9 | 706 | Yes |  | Pwr_706 |  | 71.422 | 71.422 | 71.422
1 | 30 | 10 | 707 | Yes |  | Pwr_707 |  | 68.6483 | 68.6483 | 68.6483
1 | 30 | 11 | 708 | Yes |  | Pwr_708 |  | 63.7944 | 63.7944 | 63.7944
1 | 30 | 12 | 709 | Yes |  | Pwr_709 |  | 65.8746 | 65.8746 | 65.8746
1 | 30 | 13 | 710 | Yes |  | Pwr_710 |  | 69.3417 | 69.3417 | 69.3417
1 | 30 | 14 | 711 | Yes |  | Pwr_711 |  | 70.7286 | 70.7286 | 70.7286
1 | 30 | 15 | 712 | Yes |  | Pwr_712 |  | 71.422 | 71.422 | 71.422
1 | 30 | 16 | 713 | Yes |  | Pwr_713 |  | 72.8088 | 72.8088 | 72.8088
1 | 30 | 17 | 714 | Yes |  | Pwr_714 |  | 58.9405 | 58.9405 | 58.9405
1 | 30 | 18 | 715 | Yes |  | Pwr_715 |  | 48.5392 | 48.5392 | 48.5392
1 | 30 | 19 | 716 | Yes |  | Pwr_716 |  | 38.1379 | 38.1379 | 38.1379
1 | 30 | 20 | 717 | Yes |  | Pwr_717 |  | 24.2696 | 24.2696 | 24.2696
1 | 30 | 21 | 718 | Yes |  | Pwr_718 |  | 13.8683 | 13.8683 | 13.8683
1 | 30 | 22 | 719 | Yes |  | Pwr_719 |  | 13.8683 | 13.8683 | 13.8683
1 | 30 | 23 | 720 | Yes |  | Pwr_720 |  | 13.8683 | 13.8683 | 13.8683
1 | 31 | 0 | 721 | Yes |  | Pwr_721 |  | 13.8683 | 13.8683 | 13.8683
1 | 31 | 1 | 722 | Yes |  | Pwr_722 |  | 13.8683 | 13.8683 | 13.8683
1 | 31 | 2 | 723 | Yes |  | Pwr_723 |  | 13.8683 | 13.8683 | 13.8683
1 | 31 | 3 | 724 | Yes |  | Pwr_724 |  | 13.8683 | 13.8683 | 13.8683
1 | 31 | 4 | 725 | Yes |  | Pwr_725 |  | 20.8025 | 20.8025 | 20.8025
1 | 31 | 5 | 726 | Yes |  | Pwr_726 |  | 31.2038 | 31.2038 | 31.2038
1 | 31 | 6 | 727 | Yes |  | Pwr_727 |  | 40.2182 | 40.2182 | 40.2182
1 | 31 | 7 | 728 | Yes |  | Pwr_728 |  | 48.5392 | 48.5392 | 48.5392
1 | 31 | 8 | 729 | Yes |  | Pwr_729 |  | 58.9405 | 58.9405 | 58.9405
1 | 31 | 9 | 730 | Yes |  | Pwr_730 |  | 71.422 | 71.422 | 71.422
1 | 31 | 10 | 731 | Yes |  | Pwr_731 |  | 68.6483 | 68.6483 | 68.6483
1 | 31 | 11 | 732 | Yes |  | Pwr_732 |  | 63.7944 | 63.7944 | 63.7944
1 | 31 | 12 | 733 | Yes |  | Pwr_733 |  | 65.8746 | 65.8746 | 65.8746
1 | 31 | 13 | 734 | Yes |  | Pwr_734 |  | 69.3417 | 69.3417 | 69.3417
1 | 31 | 14 | 735 | Yes |  | Pwr_735 |  | 70.7286 | 70.7286 | 70.7286
1 | 31 | 15 | 736 | Yes |  | Pwr_736 |  | 71.422 | 71.422 | 71.422
1 | 31 | 16 | 737 | Yes |  | Pwr_737 |  | 72.8088 | 72.8088 | 72.8088
1 | 31 | 17 | 738 | Yes |  | Pwr_738 |  | 58.9405 | 58.9405 | 58.9405
1 | 31 | 18 | 739 | Yes |  | Pwr_739 |  | 48.5392 | 48.5392 | 48.5392
1 | 31 | 19 | 740 | Yes |  | Pwr_740 |  | 38.1379 | 38.1379 | 38.1379
1 | 31 | 20 | 741 | Yes |  | Pwr_741 |  | 24.2696 | 24.2696 | 24.2696
1 | 31 | 21 | 742 | Yes |  | Pwr_742 |  | 13.8683 | 13.8683 | 13.8683
1 | 31 | 22 | 743 | Yes |  | Pwr_743 |  | 13.8683 | 13.8683 | 13.8683
1 | 31 | 23 | 744 | Yes |  | Pwr_744 |  | 13.8683 | 13.8683 | 13.8683
2 | 1 | 0 | 745 | Sunday |  | Pwr_745 |  | 13.8683 | 13.8683 | 13.8683
2 | 1 | 1 | 746 | Sunday |  | Pwr_746 |  | 13.8683 | 13.8683 | 13.8683
2 | 1 | 2 | 747 | Sunday |  | Pwr_747 |  | 13.8683 | 13.8683 | 13.8683
2 | 1 | 3 | 748 | Sunday |  | Pwr_748 |  | 13.8683 | 13.8683 | 13.8683
2 | 1 | 4 | 749 | Sunday |  | Pwr_749 |  | 20.8025 | 20.8025 | 20.8025
2 | 1 | 5 | 750 | Sunday |  | Pwr_750 |  | 31.2038 | 31.2038 | 31.2038
2 | 1 | 6 | 751 | Sunday |  | Pwr_751 |  | 40.2182 | 40.2182 | 40.2182
2 | 1 | 7 | 752 | Sunday |  | Pwr_752 |  | 48.5392 | 48.5392 | 48.5392
2 | 1 | 8 | 753 | Sunday |  | Pwr_753 |  | 58.9405 | 58.9405 | 58.9405
2 | 1 | 9 | 754 | Sunday |  | Pwr_754 |  | 71.422 | 71.422 | 71.422
2 | 1 | 10 | 755 | Sunday |  | Pwr_755 |  | 68.6483 | 68.6483 | 68.6483
2 | 1 | 11 | 756 | Sunday |  | Pwr_756 |  | 63.7944 | 63.7944 | 63.7944
2 | 1 | 12 | 757 | Sunday |  | Pwr_757 |  | 65.8746 | 65.8746 | 65.8746
2 | 1 | 13 | 758 | Sunday |  | Pwr_758 |  | 69.3417 | 69.3417 | 69.3417
2 | 1 | 14 | 759 | Sunday |  | Pwr_759 |  | 70.7286 | 70.7286 | 70.7286
2 | 1 | 15 | 760 | Sunday |  | Pwr_760 |  | 71.422 | 71.422 | 71.422
2 | 1 | 16 | 761 | Sunday |  | Pwr_761 |  | 72.8088 | 72.8088 | 72.8088
2 | 1 | 17 | 762 | Sunday |  | Pwr_762 |  | 58.9405 | 58.9405 | 58.9405
2 | 1 | 18 | 763 | Sunday |  | Pwr_763 |  | 48.5392 | 48.5392 | 48.5392
2 | 1 | 19 | 764 | Sunday |  | Pwr_764 |  | 38.1379 | 38.1379 | 38.1379
2 | 1 | 20 | 765 | Sunday |  | Pwr_765 |  | 24.2696 | 24.2696 | 24.2696
2 | 1 | 21 | 766 | Sunday |  | Pwr_766 |  | 13.8683 | 13.8683 | 13.8683
2 | 1 | 22 | 767 | Sunday |  | Pwr_767 |  | 13.8683 | 13.8683 | 13.8683
2 | 1 | 23 | 768 | Sunday |  | Pwr_768 |  | 13.8683 | 13.8683 | 13.8683
2 | 2 | 0 | 769 | Yes |  | Pwr_769 |  | 13.8683 | 13.8683 | 13.8683
2 | 2 | 1 | 770 | Yes |  | Pwr_770 |  | 13.8683 | 13.8683 | 13.8683
2 | 2 | 2 | 771 | Yes |  | Pwr_771 |  | 13.8683 | 13.8683 | 13.8683
2 | 2 | 3 | 772 | Yes |  | Pwr_772 |  | 13.8683 | 13.8683 | 13.8683
2 | 2 | 4 | 773 | Yes |  | Pwr_773 |  | 20.8025 | 20.8025 | 20.8025
2 | 2 | 5 | 774 | Yes |  | Pwr_774 |  | 31.2038 | 31.2038 | 31.2038
2 | 2 | 6 | 775 | Yes |  | Pwr_775 |  | 40.2182 | 40.2182 | 40.2182
2 | 2 | 7 | 776 | Yes |  | Pwr_776 |  | 48.5392 | 48.5392 | 48.5392
2 | 2 | 8 | 777 | Yes |  | Pwr_777 |  | 58.9405 | 58.9405 | 58.9405
2 | 2 | 9 | 778 | Yes |  | Pwr_778 |  | 71.422 | 71.422 | 71.422
2 | 2 | 10 | 779 | Yes |  | Pwr_779 |  | 68.6483 | 68.6483 | 68.6483
2 | 2 | 11 | 780 | Yes |  | Pwr_780 |  | 63.7944 | 63.7944 | 63.7944
2 | 2 | 12 | 781 | Yes |  | Pwr_781 |  | 65.8746 | 65.8746 | 65.8746
2 | 2 | 13 | 782 | Yes |  | Pwr_782 |  | 69.3417 | 69.3417 | 69.3417
2 | 2 | 14 | 783 | Yes |  | Pwr_783 |  | 70.7286 | 70.7286 | 70.7286
2 | 2 | 15 | 784 | Yes |  | Pwr_784 |  | 71.422 | 71.422 | 71.422
2 | 2 | 16 | 785 | Yes |  | Pwr_785 |  | 72.8088 | 72.8088 | 72.8088
2 | 2 | 17 | 786 | Yes |  | Pwr_786 |  | 58.9405 | 58.9405 | 58.9405
2 | 2 | 18 | 787 | Yes |  | Pwr_787 |  | 48.5392 | 48.5392 | 48.5392
2 | 2 | 19 | 788 | Yes |  | Pwr_788 |  | 38.1379 | 38.1379 | 38.1379
2 | 2 | 20 | 789 | Yes |  | Pwr_789 |  | 24.2696 | 24.2696 | 24.2696
2 | 2 | 21 | 790 | Yes |  | Pwr_790 |  | 13.8683 | 13.8683 | 13.8683
2 | 2 | 22 | 791 | Yes |  | Pwr_791 |  | 13.8683 | 13.8683 | 13.8683
2 | 2 | 23 | 792 | Yes |  | Pwr_792 |  | 13.8683 | 13.8683 | 13.8683
2 | 3 | 0 | 793 | Yes |  | Pwr_793 |  | 13.8683 | 13.8683 | 13.8683
2 | 3 | 1 | 794 | Yes |  | Pwr_794 |  | 13.8683 | 13.8683 | 13.8683
2 | 3 | 2 | 795 | Yes |  | Pwr_795 |  | 13.8683 | 13.8683 | 13.8683
2 | 3 | 3 | 796 | Yes |  | Pwr_796 |  | 13.8683 | 13.8683 | 13.8683
2 | 3 | 4 | 797 | Yes |  | Pwr_797 |  | 13.8683 | 13.8683 | 13.8683
2 | 3 | 5 | 798 | Yes |  | Pwr_798 |  | 13.8683 | 13.8683 | 13.8683
2 | 3 | 6 | 799 | Yes |  | Pwr_799 |  | 13.8683 | 13.8683 | 13.8683
2 | 3 | 7 | 800 | Yes |  | Pwr_800 |  | 13.8683 | 13.8683 | 13.8683
2 | 3 | 8 | 801 | Yes |  | Pwr_801 |  | 13.8683 | 13.8683 | 13.8683
2 | 3 | 9 | 802 | Yes |  | Pwr_802 |  | 13.8683 | 13.8683 | 13.8683
2 | 3 | 10 | 803 | Yes |  | Pwr_803 |  | 13.8683 | 13.8683 | 13.8683
2 | 3 | 11 | 804 | Yes |  | Pwr_804 |  | 13.8683 | 13.8683 | 13.8683
2 | 3 | 12 | 805 | Yes |  | Pwr_805 |  | 13.8683 | 13.8683 | 13.8683
2 | 3 | 13 | 806 | Yes |  | Pwr_806 |  | 13.8683 | 13.8683 | 13.8683
2 | 3 | 14 | 807 | Yes |  | Pwr_807 |  | 13.8683 | 13.8683 | 13.8683
2 | 3 | 15 | 808 | Yes |  | Pwr_808 |  | 13.8683 | 13.8683 | 13.8683
2 | 3 | 16 | 809 | Yes |  | Pwr_809 |  | 13.8683 | 13.8683 | 13.8683
2 | 3 | 17 | 810 | Yes |  | Pwr_810 |  | 13.8683 | 13.8683 | 13.8683
2 | 3 | 18 | 811 | Yes |  | Pwr_811 |  | 13.8683 | 13.8683 | 13.8683
2 | 3 | 19 | 812 | Yes |  | Pwr_812 |  | 13.8683 | 13.8683 | 13.8683
2 | 3 | 20 | 813 | Yes |  | Pwr_813 |  | 13.8683 | 13.8683 | 13.8683
2 | 3 | 21 | 814 | Yes |  | Pwr_814 |  | 13.8683 | 13.8683 | 13.8683
2 | 3 | 22 | 815 | Yes |  | Pwr_815 |  | 13.8683 | 13.8683 | 13.8683
2 | 3 | 23 | 816 | Yes |  | Pwr_816 |  | 13.8683 | 13.8683 | 13.8683
2 | 4 | 0 | 817 | Yes |  | Pwr_817 |  | 13.8683 | 13.8683 | 13.8683
2 | 4 | 1 | 818 | Yes |  | Pwr_818 |  | 13.8683 | 13.8683 | 13.8683
2 | 4 | 2 | 819 | Yes |  | Pwr_819 |  | 13.8683 | 13.8683 | 13.8683
2 | 4 | 3 | 820 | Yes |  | Pwr_820 |  | 13.8683 | 13.8683 | 13.8683
2 | 4 | 4 | 821 | Yes |  | Pwr_821 |  | 13.8683 | 13.8683 | 13.8683
2 | 4 | 5 | 822 | Yes |  | Pwr_822 |  | 13.8683 | 13.8683 | 13.8683
2 | 4 | 6 | 823 | Yes |  | Pwr_823 |  | 13.8683 | 13.8683 | 13.8683
2 | 4 | 7 | 824 | Yes |  | Pwr_824 |  | 13.8683 | 13.8683 | 13.8683
2 | 4 | 8 | 825 | Yes |  | Pwr_825 |  | 13.8683 | 13.8683 | 13.8683
2 | 4 | 9 | 826 | Yes |  | Pwr_826 |  | 13.8683 | 13.8683 | 13.8683
2 | 4 | 10 | 827 | Yes |  | Pwr_827 |  | 13.8683 | 13.8683 | 13.8683
2 | 4 | 11 | 828 | Yes |  | Pwr_828 |  | 13.8683 | 13.8683 | 13.8683
2 | 4 | 12 | 829 | Yes |  | Pwr_829 |  | 13.8683 | 13.8683 | 13.8683
2 | 4 | 13 | 830 | Yes |  | Pwr_830 |  | 13.8683 | 13.8683 | 13.8683
2 | 4 | 14 | 831 | Yes |  | Pwr_831 |  | 13.8683 | 13.8683 | 13.8683
2 | 4 | 15 | 832 | Yes |  | Pwr_832 |  | 13.8683 | 13.8683 | 13.8683
2 | 4 | 16 | 833 | Yes |  | Pwr_833 |  | 13.8683 | 13.8683 | 13.8683
2 | 4 | 17 | 834 | Yes |  | Pwr_834 |  | 13.8683 | 13.8683 | 13.8683
2 | 4 | 18 | 835 | Yes |  | Pwr_835 |  | 13.8683 | 13.8683 | 13.8683
2 | 4 | 19 | 836 | Yes |  | Pwr_836 |  | 13.8683 | 13.8683 | 13.8683
2 | 4 | 20 | 837 | Yes |  | Pwr_837 |  | 13.8683 | 13.8683 | 13.8683
2 | 4 | 21 | 838 | Yes |  | Pwr_838 |  | 13.8683 | 13.8683 | 13.8683
2 | 4 | 22 | 839 | Yes |  | Pwr_839 |  | 13.8683 | 13.8683 | 13.8683
2 | 4 | 23 | 840 | Yes |  | Pwr_840 |  | 13.8683 | 13.8683 | 13.8683
2 | 5 | 0 | 841 | Yes |  | Pwr_841 |  | 13.8683 | 13.8683 | 13.8683
2 | 5 | 1 | 842 | Yes |  | Pwr_842 |  | 13.8683 | 13.8683 | 13.8683
2 | 5 | 2 | 843 | Yes |  | Pwr_843 |  | 13.8683 | 13.8683 | 13.8683
2 | 5 | 3 | 844 | Yes |  | Pwr_844 |  | 13.8683 | 13.8683 | 13.8683
2 | 5 | 4 | 845 | Yes |  | Pwr_845 |  | 20.8025 | 20.8025 | 20.8025
2 | 5 | 5 | 846 | Yes |  | Pwr_846 |  | 31.2038 | 31.2038 | 31.2038
2 | 5 | 6 | 847 | Yes |  | Pwr_847 |  | 40.2182 | 40.2182 | 40.2182
2 | 5 | 7 | 848 | Yes |  | Pwr_848 |  | 48.5392 | 48.5392 | 48.5392
2 | 5 | 8 | 849 | Yes |  | Pwr_849 |  | 58.9405 | 58.9405 | 58.9405
2 | 5 | 9 | 850 | Yes |  | Pwr_850 |  | 71.422 | 71.422 | 71.422
2 | 5 | 10 | 851 | Yes |  | Pwr_851 |  | 68.6483 | 68.6483 | 68.6483
2 | 5 | 11 | 852 | Yes |  | Pwr_852 |  | 63.7944 | 63.7944 | 63.7944
2 | 5 | 12 | 853 | Yes |  | Pwr_853 |  | 65.8746 | 65.8746 | 65.8746
2 | 5 | 13 | 854 | Yes |  | Pwr_854 |  | 69.3417 | 69.3417 | 69.3417
2 | 5 | 14 | 855 | Yes |  | Pwr_855 |  | 70.7286 | 70.7286 | 70.7286
2 | 5 | 15 | 856 | Yes |  | Pwr_856 |  | 71.422 | 71.422 | 71.422
2 | 5 | 16 | 857 | Yes |  | Pwr_857 |  | 72.8088 | 72.8088 | 72.8088
2 | 5 | 17 | 858 | Yes |  | Pwr_858 |  | 58.9405 | 58.9405 | 58.9405
2 | 5 | 18 | 859 | Yes |  | Pwr_859 |  | 48.5392 | 48.5392 | 48.5392
2 | 5 | 19 | 860 | Yes |  | Pwr_860 |  | 38.1379 | 38.1379 | 38.1379
2 | 5 | 20 | 861 | Yes |  | Pwr_861 |  | 24.2696 | 24.2696 | 24.2696
2 | 5 | 21 | 862 | Yes |  | Pwr_862 |  | 13.8683 | 13.8683 | 13.8683
2 | 5 | 22 | 863 | Yes |  | Pwr_863 |  | 13.8683 | 13.8683 | 13.8683
2 | 5 | 23 | 864 | Yes |  | Pwr_864 |  | 13.8683 | 13.8683 | 13.8683
2 | 6 | 0 | 865 | Yes |  | Pwr_865 |  | 13.8683 | 13.8683 | 13.8683
2 | 6 | 1 | 866 | Yes |  | Pwr_866 |  | 13.8683 | 13.8683 | 13.8683
2 | 6 | 2 | 867 | Yes |  | Pwr_867 |  | 13.8683 | 13.8683 | 13.8683
2 | 6 | 3 | 868 | Yes |  | Pwr_868 |  | 13.8683 | 13.8683 | 13.8683
2 | 6 | 4 | 869 | Yes |  | Pwr_869 |  | 20.8025 | 20.8025 | 20.8025
2 | 6 | 5 | 870 | Yes |  | Pwr_870 |  | 31.2038 | 31.2038 | 31.2038
2 | 6 | 6 | 871 | Yes |  | Pwr_871 |  | 40.2182 | 40.2182 | 40.2182
2 | 6 | 7 | 872 | Yes |  | Pwr_872 |  | 48.5392 | 48.5392 | 48.5392
2 | 6 | 8 | 873 | Yes |  | Pwr_873 |  | 58.9405 | 58.9405 | 58.9405
2 | 6 | 9 | 874 | Yes |  | Pwr_874 |  | 71.422 | 71.422 | 71.422
2 | 6 | 10 | 875 | Yes |  | Pwr_875 |  | 68.6483 | 68.6483 | 68.6483
2 | 6 | 11 | 876 | Yes |  | Pwr_876 |  | 63.7944 | 63.7944 | 63.7944
2 | 6 | 12 | 877 | Yes |  | Pwr_877 |  | 65.8746 | 65.8746 | 65.8746
2 | 6 | 13 | 878 | Yes |  | Pwr_878 |  | 69.3417 | 69.3417 | 69.3417
2 | 6 | 14 | 879 | Yes |  | Pwr_879 |  | 70.7286 | 70.7286 | 70.7286
2 | 6 | 15 | 880 | Yes |  | Pwr_880 |  | 71.422 | 71.422 | 71.422
2 | 6 | 16 | 881 | Yes |  | Pwr_881 |  | 72.8088 | 72.8088 | 72.8088
2 | 6 | 17 | 882 | Yes |  | Pwr_882 |  | 58.9405 | 58.9405 | 58.9405
2 | 6 | 18 | 883 | Yes |  | Pwr_883 |  | 48.5392 | 48.5392 | 48.5392
2 | 6 | 19 | 884 | Yes |  | Pwr_884 |  | 38.1379 | 38.1379 | 38.1379
2 | 6 | 20 | 885 | Yes |  | Pwr_885 |  | 24.2696 | 24.2696 | 24.2696
2 | 6 | 21 | 886 | Yes |  | Pwr_886 |  | 13.8683 | 13.8683 | 13.8683
2 | 6 | 22 | 887 | Yes |  | Pwr_887 |  | 13.8683 | 13.8683 | 13.8683
2 | 6 | 23 | 888 | Yes |  | Pwr_888 |  | 13.8683 | 13.8683 | 13.8683
2 | 7 | 0 | 889 | Saturday |  | Pwr_889 |  | 13.8683 | 13.8683 | 13.8683
2 | 7 | 1 | 890 | Saturday |  | Pwr_890 |  | 13.8683 | 13.8683 | 13.8683
2 | 7 | 2 | 891 | Saturday |  | Pwr_891 |  | 13.8683 | 13.8683 | 13.8683
2 | 7 | 3 | 892 | Saturday |  | Pwr_892 |  | 13.8683 | 13.8683 | 13.8683
2 | 7 | 4 | 893 | Saturday |  | Pwr_893 |  | 20.8025 | 20.8025 | 20.8025
2 | 7 | 5 | 894 | Saturday |  | Pwr_894 |  | 31.2038 | 31.2038 | 31.2038
2 | 7 | 6 | 895 | Saturday |  | Pwr_895 |  | 40.2182 | 40.2182 | 40.2182
2 | 7 | 7 | 896 | Saturday |  | Pwr_896 |  | 48.5392 | 48.5392 | 48.5392
2 | 7 | 8 | 897 | Saturday |  | Pwr_897 |  | 58.9405 | 58.9405 | 58.9405
2 | 7 | 9 | 898 | Saturday |  | Pwr_898 |  | 71.422 | 71.422 | 71.422
2 | 7 | 10 | 899 | Saturday |  | Pwr_899 |  | 68.6483 | 68.6483 | 68.6483
2 | 7 | 11 | 900 | Saturday |  | Pwr_900 |  | 63.7944 | 63.7944 | 63.7944
2 | 7 | 12 | 901 | Saturday |  | Pwr_901 |  | 65.8746 | 65.8746 | 65.8746
2 | 7 | 13 | 902 | Saturday |  | Pwr_902 |  | 69.3417 | 69.3417 | 69.3417
2 | 7 | 14 | 903 | Saturday |  | Pwr_903 |  | 70.7286 | 70.7286 | 70.7286
2 | 7 | 15 | 904 | Saturday |  | Pwr_904 |  | 71.422 | 71.422 | 71.422
2 | 7 | 16 | 905 | Saturday |  | Pwr_905 |  | 72.8088 | 72.8088 | 72.8088
2 | 7 | 17 | 906 | Saturday |  | Pwr_906 |  | 58.9405 | 58.9405 | 58.9405
2 | 7 | 18 | 907 | Saturday |  | Pwr_907 |  | 48.5392 | 48.5392 | 48.5392
2 | 7 | 19 | 908 | Saturday |  | Pwr_908 |  | 38.1379 | 38.1379 | 38.1379
2 | 7 | 20 | 909 | Saturday |  | Pwr_909 |  | 24.2696 | 24.2696 | 24.2696
2 | 7 | 21 | 910 | Saturday |  | Pwr_910 |  | 13.8683 | 13.8683 | 13.8683
2 | 7 | 22 | 911 | Saturday |  | Pwr_911 |  | 13.8683 | 13.8683 | 13.8683
2 | 7 | 23 | 912 | Saturday |  | Pwr_912 |  | 13.8683 | 13.8683 | 13.8683
2 | 8 | 0 | 913 | Sunday |  | Pwr_913 |  | 13.8683 | 13.8683 | 13.8683
2 | 8 | 1 | 914 | Sunday |  | Pwr_914 |  | 13.8683 | 13.8683 | 13.8683
2 | 8 | 2 | 915 | Sunday |  | Pwr_915 |  | 13.8683 | 13.8683 | 13.8683
2 | 8 | 3 | 916 | Sunday |  | Pwr_916 |  | 13.8683 | 13.8683 | 13.8683
2 | 8 | 4 | 917 | Sunday |  | Pwr_917 |  | 20.8025 | 20.8025 | 20.8025
2 | 8 | 5 | 918 | Sunday |  | Pwr_918 |  | 31.2038 | 31.2038 | 31.2038
2 | 8 | 6 | 919 | Sunday |  | Pwr_919 |  | 40.2182 | 40.2182 | 40.2182
2 | 8 | 7 | 920 | Sunday |  | Pwr_920 |  | 48.5392 | 48.5392 | 48.5392
2 | 8 | 8 | 921 | Sunday |  | Pwr_921 |  | 58.9405 | 58.9405 | 58.9405
2 | 8 | 9 | 922 | Sunday |  | Pwr_922 |  | 71.422 | 71.422 | 71.422
2 | 8 | 10 | 923 | Sunday |  | Pwr_923 |  | 68.6483 | 68.6483 | 68.6483
2 | 8 | 11 | 924 | Sunday |  | Pwr_924 |  | 63.7944 | 63.7944 | 63.7944
2 | 8 | 12 | 925 | Sunday |  | Pwr_925 |  | 65.8746 | 65.8746 | 65.8746
2 | 8 | 13 | 926 | Sunday |  | Pwr_926 |  | 69.3417 | 69.3417 | 69.3417
2 | 8 | 14 | 927 | Sunday |  | Pwr_927 |  | 70.7286 | 70.7286 | 70.7286
2 | 8 | 15 | 928 | Sunday |  | Pwr_928 |  | 71.422 | 71.422 | 71.422
2 | 8 | 16 | 929 | Sunday |  | Pwr_929 |  | 72.8088 | 72.8088 | 72.8088
2 | 8 | 17 | 930 | Sunday |  | Pwr_930 |  | 58.9405 | 58.9405 | 58.9405
2 | 8 | 18 | 931 | Sunday |  | Pwr_931 |  | 48.5392 | 48.5392 | 48.5392
2 | 8 | 19 | 932 | Sunday |  | Pwr_932 |  | 38.1379 | 38.1379 | 38.1379
2 | 8 | 20 | 933 | Sunday |  | Pwr_933 |  | 24.2696 | 24.2696 | 24.2696
2 | 8 | 21 | 934 | Sunday |  | Pwr_934 |  | 13.8683 | 13.8683 | 13.8683
2 | 8 | 22 | 935 | Sunday |  | Pwr_935 |  | 13.8683 | 13.8683 | 13.8683
2 | 8 | 23 | 936 | Sunday |  | Pwr_936 |  | 13.8683 | 13.8683 | 13.8683
2 | 9 | 0 | 937 | Yes |  | Pwr_937 |  | 13.8683 | 13.8683 | 13.8683
2 | 9 | 1 | 938 | Yes |  | Pwr_938 |  | 13.8683 | 13.8683 | 13.8683
2 | 9 | 2 | 939 | Yes |  | Pwr_939 |  | 13.8683 | 13.8683 | 13.8683
2 | 9 | 3 | 940 | Yes |  | Pwr_940 |  | 13.8683 | 13.8683 | 13.8683
2 | 9 | 4 | 941 | Yes |  | Pwr_941 |  | 20.8025 | 20.8025 | 20.8025
2 | 9 | 5 | 942 | Yes |  | Pwr_942 |  | 31.2038 | 31.2038 | 31.2038
2 | 9 | 6 | 943 | Yes |  | Pwr_943 |  | 40.2182 | 40.2182 | 40.2182
2 | 9 | 7 | 944 | Yes |  | Pwr_944 |  | 48.5392 | 48.5392 | 48.5392
2 | 9 | 8 | 945 | Yes |  | Pwr_945 |  | 58.9405 | 58.9405 | 58.9405
2 | 9 | 9 | 946 | Yes |  | Pwr_946 |  | 71.422 | 71.422 | 71.422
2 | 9 | 10 | 947 | Yes |  | Pwr_947 |  | 68.6483 | 68.6483 | 68.6483
2 | 9 | 11 | 948 | Yes |  | Pwr_948 |  | 63.7944 | 63.7944 | 63.7944
2 | 9 | 12 | 949 | Yes |  | Pwr_949 |  | 65.8746 | 65.8746 | 65.8746
2 | 9 | 13 | 950 | Yes |  | Pwr_950 |  | 69.3417 | 69.3417 | 69.3417
2 | 9 | 14 | 951 | Yes |  | Pwr_951 |  | 70.7286 | 70.7286 | 70.7286
2 | 9 | 15 | 952 | Yes |  | Pwr_952 |  | 71.422 | 71.422 | 71.422
2 | 9 | 16 | 953 | Yes |  | Pwr_953 |  | 72.8088 | 72.8088 | 72.8088
2 | 9 | 17 | 954 | Yes |  | Pwr_954 |  | 58.9405 | 58.9405 | 58.9405
2 | 9 | 18 | 955 | Yes |  | Pwr_955 |  | 48.5392 | 48.5392 | 48.5392
2 | 9 | 19 | 956 | Yes |  | Pwr_956 |  | 38.1379 | 38.1379 | 38.1379
2 | 9 | 20 | 957 | Yes |  | Pwr_957 |  | 24.2696 | 24.2696 | 24.2696
2 | 9 | 21 | 958 | Yes |  | Pwr_958 |  | 13.8683 | 13.8683 | 13.8683
2 | 9 | 22 | 959 | Yes |  | Pwr_959 |  | 13.8683 | 13.8683 | 13.8683
2 | 9 | 23 | 960 | Yes |  | Pwr_960 |  | 13.8683 | 13.8683 | 13.8683
2 | 10 | 0 | 961 | Yes |  | Pwr_961 |  | 13.8683 | 13.8683 | 13.8683
2 | 10 | 1 | 962 | Yes |  | Pwr_962 |  | 13.8683 | 13.8683 | 13.8683
2 | 10 | 2 | 963 | Yes |  | Pwr_963 |  | 13.8683 | 13.8683 | 13.8683
2 | 10 | 3 | 964 | Yes |  | Pwr_964 |  | 13.8683 | 13.8683 | 13.8683
2 | 10 | 4 | 965 | Yes |  | Pwr_965 |  | 13.8683 | 13.8683 | 13.8683
2 | 10 | 5 | 966 | Yes |  | Pwr_966 |  | 13.8683 | 13.8683 | 13.8683
2 | 10 | 6 | 967 | Yes |  | Pwr_967 |  | 13.8683 | 13.8683 | 13.8683
2 | 10 | 7 | 968 | Yes |  | Pwr_968 |  | 13.8683 | 13.8683 | 13.8683
2 | 10 | 8 | 969 | Yes |  | Pwr_969 |  | 13.8683 | 13.8683 | 13.8683
2 | 10 | 9 | 970 | Yes |  | Pwr_970 |  | 13.8683 | 13.8683 | 13.8683
2 | 10 | 10 | 971 | Yes |  | Pwr_971 |  | 13.8683 | 13.8683 | 13.8683
2 | 10 | 11 | 972 | Yes |  | Pwr_972 |  | 13.8683 | 13.8683 | 13.8683
2 | 10 | 12 | 973 | Yes |  | Pwr_973 |  | 13.8683 | 13.8683 | 13.8683
2 | 10 | 13 | 974 | Yes |  | Pwr_974 |  | 13.8683 | 13.8683 | 13.8683
2 | 10 | 14 | 975 | Yes |  | Pwr_975 |  | 13.8683 | 13.8683 | 13.8683
2 | 10 | 15 | 976 | Yes |  | Pwr_976 |  | 13.8683 | 13.8683 | 13.8683
2 | 10 | 16 | 977 | Yes |  | Pwr_977 |  | 13.8683 | 13.8683 | 13.8683
2 | 10 | 17 | 978 | Yes |  | Pwr_978 |  | 13.8683 | 13.8683 | 13.8683
2 | 10 | 18 | 979 | Yes |  | Pwr_979 |  | 13.8683 | 13.8683 | 13.8683
2 | 10 | 19 | 980 | Yes |  | Pwr_980 |  | 13.8683 | 13.8683 | 13.8683
2 | 10 | 20 | 981 | Yes |  | Pwr_981 |  | 13.8683 | 13.8683 | 13.8683
2 | 10 | 21 | 982 | Yes |  | Pwr_982 |  | 13.8683 | 13.8683 | 13.8683
2 | 10 | 22 | 983 | Yes |  | Pwr_983 |  | 13.8683 | 13.8683 | 13.8683
2 | 10 | 23 | 984 | Yes |  | Pwr_984 |  | 13.8683 | 13.8683 | 13.8683
2 | 11 | 0 | 985 | Yes |  | Pwr_985 |  | 13.8683 | 13.8683 | 13.8683
2 | 11 | 1 | 986 | Yes |  | Pwr_986 |  | 13.8683 | 13.8683 | 13.8683
2 | 11 | 2 | 987 | Yes |  | Pwr_987 |  | 13.8683 | 13.8683 | 13.8683
2 | 11 | 3 | 988 | Yes |  | Pwr_988 |  | 13.8683 | 13.8683 | 13.8683
2 | 11 | 4 | 989 | Yes |  | Pwr_989 |  | 13.8683 | 13.8683 | 13.8683
2 | 11 | 5 | 990 | Yes |  | Pwr_990 |  | 13.8683 | 13.8683 | 13.8683
2 | 11 | 6 | 991 | Yes |  | Pwr_991 |  | 13.8683 | 13.8683 | 13.8683
2 | 11 | 7 | 992 | Yes |  | Pwr_992 |  | 13.8683 | 13.8683 | 13.8683
2 | 11 | 8 | 993 | Yes |  | Pwr_993 |  | 13.8683 | 13.8683 | 13.8683
2 | 11 | 9 | 994 | Yes |  | Pwr_994 |  | 13.8683 | 13.8683 | 13.8683
2 | 11 | 10 | 995 | Yes |  | Pwr_995 |  | 13.8683 | 13.8683 | 13.8683
2 | 11 | 11 | 996 | Yes |  | Pwr_996 |  | 13.8683 | 13.8683 | 13.8683
2 | 11 | 12 | 997 | Yes |  | Pwr_997 |  | 13.8683 | 13.8683 | 13.8683
2 | 11 | 13 | 998 | Yes |  | Pwr_998 |  | 13.8683 | 13.8683 | 13.8683
2 | 11 | 14 | 999 | Yes |  | Pwr_999 |  | 13.8683 | 13.8683 | 13.8683
2 | 11 | 15 | 1000 | Yes |  | Pwr_1000 |  | 13.8683 | 13.8683 | 13.8683
2 | 11 | 16 | 1001 | Yes |  | Pwr_1001 |  | 13.8683 | 13.8683 | 13.8683
2 | 11 | 17 | 1002 | Yes |  | Pwr_1002 |  | 13.8683 | 13.8683 | 13.8683
2 | 11 | 18 | 1003 | Yes |  | Pwr_1003 |  | 13.8683 | 13.8683 | 13.8683
2 | 11 | 19 | 1004 | Yes |  | Pwr_1004 |  | 13.8683 | 13.8683 | 13.8683
2 | 11 | 20 | 1005 | Yes |  | Pwr_1005 |  | 13.8683 | 13.8683 | 13.8683
2 | 11 | 21 | 1006 | Yes |  | Pwr_1006 |  | 13.8683 | 13.8683 | 13.8683
2 | 11 | 22 | 1007 | Yes |  | Pwr_1007 |  | 13.8683 | 13.8683 | 13.8683
2 | 11 | 23 | 1008 | Yes |  | Pwr_1008 |  | 13.8683 | 13.8683 | 13.8683
2 | 12 | 0 | 1009 | Yes |  | Pwr_1009 |  | 13.8683 | 13.8683 | 13.8683
2 | 12 | 1 | 1010 | Yes |  | Pwr_1010 |  | 13.8683 | 13.8683 | 13.8683
2 | 12 | 2 | 1011 | Yes |  | Pwr_1011 |  | 13.8683 | 13.8683 | 13.8683
2 | 12 | 3 | 1012 | Yes |  | Pwr_1012 |  | 13.8683 | 13.8683 | 13.8683
2 | 12 | 4 | 1013 | Yes |  | Pwr_1013 |  | 20.8025 | 20.8025 | 20.8025
2 | 12 | 5 | 1014 | Yes |  | Pwr_1014 |  | 31.2038 | 31.2038 | 31.2038
2 | 12 | 6 | 1015 | Yes |  | Pwr_1015 |  | 40.2182 | 40.2182 | 40.2182
2 | 12 | 7 | 1016 | Yes |  | Pwr_1016 |  | 48.5392 | 48.5392 | 48.5392
2 | 12 | 8 | 1017 | Yes |  | Pwr_1017 |  | 58.9405 | 58.9405 | 58.9405
2 | 12 | 9 | 1018 | Yes |  | Pwr_1018 |  | 71.422 | 71.422 | 71.422
2 | 12 | 10 | 1019 | Yes |  | Pwr_1019 |  | 68.6483 | 68.6483 | 68.6483
2 | 12 | 11 | 1020 | Yes |  | Pwr_1020 |  | 63.7944 | 63.7944 | 63.7944
2 | 12 | 12 | 1021 | Yes |  | Pwr_1021 |  | 65.8746 | 65.8746 | 65.8746
2 | 12 | 13 | 1022 | Yes |  | Pwr_1022 |  | 69.3417 | 69.3417 | 69.3417
2 | 12 | 14 | 1023 | Yes |  | Pwr_1023 |  | 70.7286 | 70.7286 | 70.7286
2 | 12 | 15 | 1024 | Yes |  | Pwr_1024 |  | 71.422 | 71.422 | 71.422
2 | 12 | 16 | 1025 | Yes |  | Pwr_1025 |  | 72.8088 | 72.8088 | 72.8088
2 | 12 | 17 | 1026 | Yes |  | Pwr_1026 |  | 58.9405 | 58.9405 | 58.9405
2 | 12 | 18 | 1027 | Yes |  | Pwr_1027 |  | 48.5392 | 48.5392 | 48.5392
2 | 12 | 19 | 1028 | Yes |  | Pwr_1028 |  | 38.1379 | 38.1379 | 38.1379
2 | 12 | 20 | 1029 | Yes |  | Pwr_1029 |  | 24.2696 | 24.2696 | 24.2696
2 | 12 | 21 | 1030 | Yes |  | Pwr_1030 |  | 13.8683 | 13.8683 | 13.8683
2 | 12 | 22 | 1031 | Yes |  | Pwr_1031 |  | 13.8683 | 13.8683 | 13.8683
2 | 12 | 23 | 1032 | Yes |  | Pwr_1032 |  | 13.8683 | 13.8683 | 13.8683
2 | 13 | 0 | 1033 | Yes |  | Pwr_1033 |  | 13.8683 | 13.8683 | 13.8683
2 | 13 | 1 | 1034 | Yes |  | Pwr_1034 |  | 13.8683 | 13.8683 | 13.8683
2 | 13 | 2 | 1035 | Yes |  | Pwr_1035 |  | 13.8683 | 13.8683 | 13.8683
2 | 13 | 3 | 1036 | Yes |  | Pwr_1036 |  | 13.8683 | 13.8683 | 13.8683
2 | 13 | 4 | 1037 | Yes |  | Pwr_1037 |  | 20.8025 | 20.8025 | 20.8025
2 | 13 | 5 | 1038 | Yes |  | Pwr_1038 |  | 31.2038 | 31.2038 | 31.2038
2 | 13 | 6 | 1039 | Yes |  | Pwr_1039 |  | 40.2182 | 40.2182 | 40.2182
2 | 13 | 7 | 1040 | Yes |  | Pwr_1040 |  | 48.5392 | 48.5392 | 48.5392
2 | 13 | 8 | 1041 | Yes |  | Pwr_1041 |  | 58.9405 | 58.9405 | 58.9405
2 | 13 | 9 | 1042 | Yes |  | Pwr_1042 |  | 71.422 | 71.422 | 71.422
2 | 13 | 10 | 1043 | Yes |  | Pwr_1043 |  | 68.6483 | 68.6483 | 68.6483
2 | 13 | 11 | 1044 | Yes |  | Pwr_1044 |  | 63.7944 | 63.7944 | 63.7944
2 | 13 | 12 | 1045 | Yes |  | Pwr_1045 |  | 65.8746 | 65.8746 | 65.8746
2 | 13 | 13 | 1046 | Yes |  | Pwr_1046 |  | 69.3417 | 69.3417 | 69.3417
2 | 13 | 14 | 1047 | Yes |  | Pwr_1047 |  | 70.7286 | 70.7286 | 70.7286
2 | 13 | 15 | 1048 | Yes |  | Pwr_1048 |  | 71.422 | 71.422 | 71.422
2 | 13 | 16 | 1049 | Yes |  | Pwr_1049 |  | 72.8088 | 72.8088 | 72.8088
2 | 13 | 17 | 1050 | Yes |  | Pwr_1050 |  | 58.9405 | 58.9405 | 58.9405
2 | 13 | 18 | 1051 | Yes |  | Pwr_1051 |  | 48.5392 | 48.5392 | 48.5392
2 | 13 | 19 | 1052 | Yes |  | Pwr_1052 |  | 38.1379 | 38.1379 | 38.1379
2 | 13 | 20 | 1053 | Yes |  | Pwr_1053 |  | 24.2696 | 24.2696 | 24.2696
2 | 13 | 21 | 1054 | Yes |  | Pwr_1054 |  | 13.8683 | 13.8683 | 13.8683
2 | 13 | 22 | 1055 | Yes |  | Pwr_1055 |  | 13.8683 | 13.8683 | 13.8683
2 | 13 | 23 | 1056 | Yes |  | Pwr_1056 |  | 13.8683 | 13.8683 | 13.8683
2 | 14 | 0 | 1057 | Saturday |  | Pwr_1057 |  | 13.8683 | 13.8683 | 13.8683
2 | 14 | 1 | 1058 | Saturday |  | Pwr_1058 |  | 13.8683 | 13.8683 | 13.8683
2 | 14 | 2 | 1059 | Saturday |  | Pwr_1059 |  | 13.8683 | 13.8683 | 13.8683
2 | 14 | 3 | 1060 | Saturday |  | Pwr_1060 |  | 13.8683 | 13.8683 | 13.8683
2 | 14 | 4 | 1061 | Saturday |  | Pwr_1061 |  | 20.8025 | 20.8025 | 20.8025
2 | 14 | 5 | 1062 | Saturday |  | Pwr_1062 |  | 31.2038 | 31.2038 | 31.2038
2 | 14 | 6 | 1063 | Saturday |  | Pwr_1063 |  | 40.2182 | 40.2182 | 40.2182
2 | 14 | 7 | 1064 | Saturday |  | Pwr_1064 |  | 48.5392 | 48.5392 | 48.5392
2 | 14 | 8 | 1065 | Saturday |  | Pwr_1065 |  | 58.9405 | 58.9405 | 58.9405
2 | 14 | 9 | 1066 | Saturday |  | Pwr_1066 |  | 71.422 | 71.422 | 71.422
2 | 14 | 10 | 1067 | Saturday |  | Pwr_1067 |  | 68.6483 | 68.6483 | 68.6483
2 | 14 | 11 | 1068 | Saturday |  | Pwr_1068 |  | 63.7944 | 63.7944 | 63.7944
2 | 14 | 12 | 1069 | Saturday |  | Pwr_1069 |  | 65.8746 | 65.8746 | 65.8746
2 | 14 | 13 | 1070 | Saturday |  | Pwr_1070 |  | 69.3417 | 69.3417 | 69.3417
2 | 14 | 14 | 1071 | Saturday |  | Pwr_1071 |  | 70.7286 | 70.7286 | 70.7286
2 | 14 | 15 | 1072 | Saturday |  | Pwr_1072 |  | 71.422 | 71.422 | 71.422
2 | 14 | 16 | 1073 | Saturday |  | Pwr_1073 |  | 72.8088 | 72.8088 | 72.8088
2 | 14 | 17 | 1074 | Saturday |  | Pwr_1074 |  | 58.9405 | 58.9405 | 58.9405
2 | 14 | 18 | 1075 | Saturday |  | Pwr_1075 |  | 48.5392 | 48.5392 | 48.5392
2 | 14 | 19 | 1076 | Saturday |  | Pwr_1076 |  | 38.1379 | 38.1379 | 38.1379
2 | 14 | 20 | 1077 | Saturday |  | Pwr_1077 |  | 24.2696 | 24.2696 | 24.2696
2 | 14 | 21 | 1078 | Saturday |  | Pwr_1078 |  | 13.8683 | 13.8683 | 13.8683
2 | 14 | 22 | 1079 | Saturday |  | Pwr_1079 |  | 13.8683 | 13.8683 | 13.8683
2 | 14 | 23 | 1080 | Saturday |  | Pwr_1080 |  | 13.8683 | 13.8683 | 13.8683
2 | 15 | 0 | 1081 | Sunday |  | Pwr_1081 |  | 13.8683 | 13.8683 | 13.8683
2 | 15 | 1 | 1082 | Sunday |  | Pwr_1082 |  | 13.8683 | 13.8683 | 13.8683
2 | 15 | 2 | 1083 | Sunday |  | Pwr_1083 |  | 13.8683 | 13.8683 | 13.8683
2 | 15 | 3 | 1084 | Sunday |  | Pwr_1084 |  | 13.8683 | 13.8683 | 13.8683
2 | 15 | 4 | 1085 | Sunday |  | Pwr_1085 |  | 20.8025 | 20.8025 | 20.8025
2 | 15 | 5 | 1086 | Sunday |  | Pwr_1086 |  | 31.2038 | 31.2038 | 31.2038
2 | 15 | 6 | 1087 | Sunday |  | Pwr_1087 |  | 40.2182 | 40.2182 | 40.2182
2 | 15 | 7 | 1088 | Sunday |  | Pwr_1088 |  | 48.5392 | 48.5392 | 48.5392
2 | 15 | 8 | 1089 | Sunday |  | Pwr_1089 |  | 58.9405 | 58.9405 | 58.9405
2 | 15 | 9 | 1090 | Sunday |  | Pwr_1090 |  | 71.422 | 71.422 | 71.422
2 | 15 | 10 | 1091 | Sunday |  | Pwr_1091 |  | 68.6483 | 68.6483 | 68.6483
2 | 15 | 11 | 1092 | Sunday |  | Pwr_1092 |  | 63.7944 | 63.7944 | 63.7944
2 | 15 | 12 | 1093 | Sunday |  | Pwr_1093 |  | 65.8746 | 65.8746 | 65.8746
2 | 15 | 13 | 1094 | Sunday |  | Pwr_1094 |  | 69.3417 | 69.3417 | 69.3417
2 | 15 | 14 | 1095 | Sunday |  | Pwr_1095 |  | 70.7286 | 70.7286 | 70.7286
2 | 15 | 15 | 1096 | Sunday |  | Pwr_1096 |  | 71.422 | 71.422 | 71.422
2 | 15 | 16 | 1097 | Sunday |  | Pwr_1097 |  | 72.8088 | 72.8088 | 72.8088
2 | 15 | 17 | 1098 | Sunday |  | Pwr_1098 |  | 58.9405 | 58.9405 | 58.9405
2 | 15 | 18 | 1099 | Sunday |  | Pwr_1099 |  | 48.5392 | 48.5392 | 48.5392
2 | 15 | 19 | 1100 | Sunday |  | Pwr_1100 |  | 38.1379 | 38.1379 | 38.1379
2 | 15 | 20 | 1101 | Sunday |  | Pwr_1101 |  | 24.2696 | 24.2696 | 24.2696
2 | 15 | 21 | 1102 | Sunday |  | Pwr_1102 |  | 13.8683 | 13.8683 | 13.8683
2 | 15 | 22 | 1103 | Sunday |  | Pwr_1103 |  | 13.8683 | 13.8683 | 13.8683
2 | 15 | 23 | 1104 | Sunday |  | Pwr_1104 |  | 13.8683 | 13.8683 | 13.8683
2 | 16 | 0 | 1105 | Yes |  | Pwr_1105 |  | 13.8683 | 13.8683 | 13.8683
2 | 16 | 1 | 1106 | Yes |  | Pwr_1106 |  | 13.8683 | 13.8683 | 13.8683
2 | 16 | 2 | 1107 | Yes |  | Pwr_1107 |  | 13.8683 | 13.8683 | 13.8683
2 | 16 | 3 | 1108 | Yes |  | Pwr_1108 |  | 13.8683 | 13.8683 | 13.8683
2 | 16 | 4 | 1109 | Yes |  | Pwr_1109 |  | 20.8025 | 20.8025 | 20.8025
2 | 16 | 5 | 1110 | Yes |  | Pwr_1110 |  | 31.2038 | 31.2038 | 31.2038
2 | 16 | 6 | 1111 | Yes |  | Pwr_1111 |  | 40.2182 | 40.2182 | 40.2182
2 | 16 | 7 | 1112 | Yes |  | Pwr_1112 |  | 48.5392 | 48.5392 | 48.5392
2 | 16 | 8 | 1113 | Yes |  | Pwr_1113 |  | 58.9405 | 58.9405 | 58.9405
2 | 16 | 9 | 1114 | Yes |  | Pwr_1114 |  | 71.422 | 71.422 | 71.422
2 | 16 | 10 | 1115 | Yes |  | Pwr_1115 |  | 68.6483 | 68.6483 | 68.6483
2 | 16 | 11 | 1116 | Yes |  | Pwr_1116 |  | 63.7944 | 63.7944 | 63.7944
2 | 16 | 12 | 1117 | Yes |  | Pwr_1117 |  | 65.8746 | 65.8746 | 65.8746
2 | 16 | 13 | 1118 | Yes |  | Pwr_1118 |  | 69.3417 | 69.3417 | 69.3417
2 | 16 | 14 | 1119 | Yes |  | Pwr_1119 |  | 70.7286 | 70.7286 | 70.7286
2 | 16 | 15 | 1120 | Yes |  | Pwr_1120 |  | 71.422 | 71.422 | 71.422
2 | 16 | 16 | 1121 | Yes |  | Pwr_1121 |  | 72.8088 | 72.8088 | 72.8088
2 | 16 | 17 | 1122 | Yes |  | Pwr_1122 |  | 58.9405 | 58.9405 | 58.9405
2 | 16 | 18 | 1123 | Yes |  | Pwr_1123 |  | 48.5392 | 48.5392 | 48.5392
2 | 16 | 19 | 1124 | Yes |  | Pwr_1124 |  | 38.1379 | 38.1379 | 38.1379
2 | 16 | 20 | 1125 | Yes |  | Pwr_1125 |  | 24.2696 | 24.2696 | 24.2696
2 | 16 | 21 | 1126 | Yes |  | Pwr_1126 |  | 13.8683 | 13.8683 | 13.8683
2 | 16 | 22 | 1127 | Yes |  | Pwr_1127 |  | 13.8683 | 13.8683 | 13.8683
2 | 16 | 23 | 1128 | Yes |  | Pwr_1128 |  | 13.8683 | 13.8683 | 13.8683
2 | 17 | 0 | 1129 | Yes |  | Pwr_1129 |  | 13.8683 | 13.8683 | 13.8683
2 | 17 | 1 | 1130 | Yes |  | Pwr_1130 |  | 13.8683 | 13.8683 | 13.8683
2 | 17 | 2 | 1131 | Yes |  | Pwr_1131 |  | 13.8683 | 13.8683 | 13.8683
2 | 17 | 3 | 1132 | Yes |  | Pwr_1132 |  | 13.8683 | 13.8683 | 13.8683
2 | 17 | 4 | 1133 | Yes |  | Pwr_1133 |  | 13.8683 | 13.8683 | 13.8683
2 | 17 | 5 | 1134 | Yes |  | Pwr_1134 |  | 13.8683 | 13.8683 | 13.8683
2 | 17 | 6 | 1135 | Yes |  | Pwr_1135 |  | 13.8683 | 13.8683 | 13.8683
2 | 17 | 7 | 1136 | Yes |  | Pwr_1136 |  | 13.8683 | 13.8683 | 13.8683
2 | 17 | 8 | 1137 | Yes |  | Pwr_1137 |  | 13.8683 | 13.8683 | 13.8683
2 | 17 | 9 | 1138 | Yes |  | Pwr_1138 |  | 13.8683 | 13.8683 | 13.8683
2 | 17 | 10 | 1139 | Yes |  | Pwr_1139 |  | 13.8683 | 13.8683 | 13.8683
2 | 17 | 11 | 1140 | Yes |  | Pwr_1140 |  | 13.8683 | 13.8683 | 13.8683
2 | 17 | 12 | 1141 | Yes |  | Pwr_1141 |  | 13.8683 | 13.8683 | 13.8683
2 | 17 | 13 | 1142 | Yes |  | Pwr_1142 |  | 13.8683 | 13.8683 | 13.8683
2 | 17 | 14 | 1143 | Yes |  | Pwr_1143 |  | 13.8683 | 13.8683 | 13.8683
2 | 17 | 15 | 1144 | Yes |  | Pwr_1144 |  | 13.8683 | 13.8683 | 13.8683
2 | 17 | 16 | 1145 | Yes |  | Pwr_1145 |  | 13.8683 | 13.8683 | 13.8683
2 | 17 | 17 | 1146 | Yes |  | Pwr_1146 |  | 13.8683 | 13.8683 | 13.8683
2 | 17 | 18 | 1147 | Yes |  | Pwr_1147 |  | 13.8683 | 13.8683 | 13.8683
2 | 17 | 19 | 1148 | Yes |  | Pwr_1148 |  | 13.8683 | 13.8683 | 13.8683
2 | 17 | 20 | 1149 | Yes |  | Pwr_1149 |  | 13.8683 | 13.8683 | 13.8683
2 | 17 | 21 | 1150 | Yes |  | Pwr_1150 |  | 13.8683 | 13.8683 | 13.8683
2 | 17 | 22 | 1151 | Yes |  | Pwr_1151 |  | 13.8683 | 13.8683 | 13.8683
2 | 17 | 23 | 1152 | Yes |  | Pwr_1152 |  | 13.8683 | 13.8683 | 13.8683
2 | 18 | 0 | 1153 | Yes |  | Pwr_1153 |  | 13.8683 | 13.8683 | 13.8683
2 | 18 | 1 | 1154 | Yes |  | Pwr_1154 |  | 13.8683 | 13.8683 | 13.8683
2 | 18 | 2 | 1155 | Yes |  | Pwr_1155 |  | 13.8683 | 13.8683 | 13.8683
2 | 18 | 3 | 1156 | Yes |  | Pwr_1156 |  | 13.8683 | 13.8683 | 13.8683
2 | 18 | 4 | 1157 | Yes |  | Pwr_1157 |  | 13.8683 | 13.8683 | 13.8683
2 | 18 | 5 | 1158 | Yes |  | Pwr_1158 |  | 13.8683 | 13.8683 | 13.8683
2 | 18 | 6 | 1159 | Yes |  | Pwr_1159 |  | 13.8683 | 13.8683 | 13.8683
2 | 18 | 7 | 1160 | Yes |  | Pwr_1160 |  | 13.8683 | 13.8683 | 13.8683
2 | 18 | 8 | 1161 | Yes |  | Pwr_1161 |  | 13.8683 | 13.8683 | 13.8683
2 | 18 | 9 | 1162 | Yes |  | Pwr_1162 |  | 13.8683 | 13.8683 | 13.8683
2 | 18 | 10 | 1163 | Yes |  | Pwr_1163 |  | 13.8683 | 13.8683 | 13.8683
2 | 18 | 11 | 1164 | Yes |  | Pwr_1164 |  | 13.8683 | 13.8683 | 13.8683
2 | 18 | 12 | 1165 | Yes |  | Pwr_1165 |  | 13.8683 | 13.8683 | 13.8683
2 | 18 | 13 | 1166 | Yes |  | Pwr_1166 |  | 13.8683 | 13.8683 | 13.8683
2 | 18 | 14 | 1167 | Yes |  | Pwr_1167 |  | 13.8683 | 13.8683 | 13.8683
2 | 18 | 15 | 1168 | Yes |  | Pwr_1168 |  | 13.8683 | 13.8683 | 13.8683
2 | 18 | 16 | 1169 | Yes |  | Pwr_1169 |  | 13.8683 | 13.8683 | 13.8683
2 | 18 | 17 | 1170 | Yes |  | Pwr_1170 |  | 13.8683 | 13.8683 | 13.8683
2 | 18 | 18 | 1171 | Yes |  | Pwr_1171 |  | 13.8683 | 13.8683 | 13.8683
2 | 18 | 19 | 1172 | Yes |  | Pwr_1172 |  | 13.8683 | 13.8683 | 13.8683
2 | 18 | 20 | 1173 | Yes |  | Pwr_1173 |  | 13.8683 | 13.8683 | 13.8683
2 | 18 | 21 | 1174 | Yes |  | Pwr_1174 |  | 13.8683 | 13.8683 | 13.8683
2 | 18 | 22 | 1175 | Yes |  | Pwr_1175 |  | 13.8683 | 13.8683 | 13.8683
2 | 18 | 23 | 1176 | Yes |  | Pwr_1176 |  | 13.8683 | 13.8683 | 13.8683
2 | 19 | 0 | 1177 | Yes |  | Pwr_1177 |  | 13.8683 | 13.8683 | 13.8683
2 | 19 | 1 | 1178 | Yes |  | Pwr_1178 |  | 13.8683 | 13.8683 | 13.8683
2 | 19 | 2 | 1179 | Yes |  | Pwr_1179 |  | 13.8683 | 13.8683 | 13.8683
2 | 19 | 3 | 1180 | Yes |  | Pwr_1180 |  | 13.8683 | 13.8683 | 13.8683
2 | 19 | 4 | 1181 | Yes |  | Pwr_1181 |  | 20.8025 | 20.8025 | 20.8025
2 | 19 | 5 | 1182 | Yes |  | Pwr_1182 |  | 31.2038 | 31.2038 | 31.2038
2 | 19 | 6 | 1183 | Yes |  | Pwr_1183 |  | 40.2182 | 40.2182 | 40.2182
2 | 19 | 7 | 1184 | Yes |  | Pwr_1184 |  | 48.5392 | 48.5392 | 48.5392
2 | 19 | 8 | 1185 | Yes |  | Pwr_1185 |  | 58.9405 | 58.9405 | 58.9405
2 | 19 | 9 | 1186 | Yes |  | Pwr_1186 |  | 71.422 | 71.422 | 71.422
2 | 19 | 10 | 1187 | Yes |  | Pwr_1187 |  | 68.6483 | 68.6483 | 68.6483
2 | 19 | 11 | 1188 | Yes |  | Pwr_1188 |  | 63.7944 | 63.7944 | 63.7944
2 | 19 | 12 | 1189 | Yes |  | Pwr_1189 |  | 65.8746 | 65.8746 | 65.8746
2 | 19 | 13 | 1190 | Yes |  | Pwr_1190 |  | 69.3417 | 69.3417 | 69.3417
2 | 19 | 14 | 1191 | Yes |  | Pwr_1191 |  | 70.7286 | 70.7286 | 70.7286
2 | 19 | 15 | 1192 | Yes |  | Pwr_1192 |  | 71.422 | 71.422 | 71.422
2 | 19 | 16 | 1193 | Yes |  | Pwr_1193 |  | 72.8088 | 72.8088 | 72.8088
2 | 19 | 17 | 1194 | Yes |  | Pwr_1194 |  | 58.9405 | 58.9405 | 58.9405
2 | 19 | 18 | 1195 | Yes |  | Pwr_1195 |  | 48.5392 | 48.5392 | 48.5392
2 | 19 | 19 | 1196 | Yes |  | Pwr_1196 |  | 38.1379 | 38.1379 | 38.1379
2 | 19 | 20 | 1197 | Yes |  | Pwr_1197 |  | 24.2696 | 24.2696 | 24.2696
2 | 19 | 21 | 1198 | Yes |  | Pwr_1198 |  | 13.8683 | 13.8683 | 13.8683
2 | 19 | 22 | 1199 | Yes |  | Pwr_1199 |  | 13.8683 | 13.8683 | 13.8683
2 | 19 | 23 | 1200 | Yes |  | Pwr_1200 |  | 13.8683 | 13.8683 | 13.8683
2 | 20 | 0 | 1201 | Yes |  | Pwr_1201 |  | 13.8683 | 13.8683 | 13.8683
2 | 20 | 1 | 1202 | Yes |  | Pwr_1202 |  | 13.8683 | 13.8683 | 13.8683
2 | 20 | 2 | 1203 | Yes |  | Pwr_1203 |  | 13.8683 | 13.8683 | 13.8683
2 | 20 | 3 | 1204 | Yes |  | Pwr_1204 |  | 13.8683 | 13.8683 | 13.8683
2 | 20 | 4 | 1205 | Yes |  | Pwr_1205 |  | 20.8025 | 20.8025 | 20.8025
2 | 20 | 5 | 1206 | Yes |  | Pwr_1206 |  | 31.2038 | 31.2038 | 31.2038
2 | 20 | 6 | 1207 | Yes |  | Pwr_1207 |  | 40.2182 | 40.2182 | 40.2182
2 | 20 | 7 | 1208 | Yes |  | Pwr_1208 |  | 48.5392 | 48.5392 | 48.5392
2 | 20 | 8 | 1209 | Yes |  | Pwr_1209 |  | 58.9405 | 58.9405 | 58.9405
2 | 20 | 9 | 1210 | Yes |  | Pwr_1210 |  | 71.422 | 71.422 | 71.422
2 | 20 | 10 | 1211 | Yes |  | Pwr_1211 |  | 68.6483 | 68.6483 | 68.6483
2 | 20 | 11 | 1212 | Yes |  | Pwr_1212 |  | 63.7944 | 63.7944 | 63.7944
2 | 20 | 12 | 1213 | Yes |  | Pwr_1213 |  | 65.8746 | 65.8746 | 65.8746
2 | 20 | 13 | 1214 | Yes |  | Pwr_1214 |  | 69.3417 | 69.3417 | 69.3417
2 | 20 | 14 | 1215 | Yes |  | Pwr_1215 |  | 70.7286 | 70.7286 | 70.7286
2 | 20 | 15 | 1216 | Yes |  | Pwr_1216 |  | 71.422 | 71.422 | 71.422
2 | 20 | 16 | 1217 | Yes |  | Pwr_1217 |  | 72.8088 | 72.8088 | 72.8088
2 | 20 | 17 | 1218 | Yes |  | Pwr_1218 |  | 58.9405 | 58.9405 | 58.9405
2 | 20 | 18 | 1219 | Yes |  | Pwr_1219 |  | 48.5392 | 48.5392 | 48.5392
2 | 20 | 19 | 1220 | Yes |  | Pwr_1220 |  | 38.1379 | 38.1379 | 38.1379
2 | 20 | 20 | 1221 | Yes |  | Pwr_1221 |  | 24.2696 | 24.2696 | 24.2696
2 | 20 | 21 | 1222 | Yes |  | Pwr_1222 |  | 13.8683 | 13.8683 | 13.8683
2 | 20 | 22 | 1223 | Yes |  | Pwr_1223 |  | 13.8683 | 13.8683 | 13.8683
2 | 20 | 23 | 1224 | Yes |  | Pwr_1224 |  | 13.8683 | 13.8683 | 13.8683
2 | 21 | 0 | 1225 | Saturday |  | Pwr_1225 |  | 13.8683 | 13.8683 | 13.8683
2 | 21 | 1 | 1226 | Saturday |  | Pwr_1226 |  | 13.8683 | 13.8683 | 13.8683
2 | 21 | 2 | 1227 | Saturday |  | Pwr_1227 |  | 13.8683 | 13.8683 | 13.8683
2 | 21 | 3 | 1228 | Saturday |  | Pwr_1228 |  | 13.8683 | 13.8683 | 13.8683
2 | 21 | 4 | 1229 | Saturday |  | Pwr_1229 |  | 20.8025 | 20.8025 | 20.8025
2 | 21 | 5 | 1230 | Saturday |  | Pwr_1230 |  | 31.2038 | 31.2038 | 31.2038
2 | 21 | 6 | 1231 | Saturday |  | Pwr_1231 |  | 40.2182 | 40.2182 | 40.2182
2 | 21 | 7 | 1232 | Saturday |  | Pwr_1232 |  | 48.5392 | 48.5392 | 48.5392
2 | 21 | 8 | 1233 | Saturday |  | Pwr_1233 |  | 58.9405 | 58.9405 | 58.9405
2 | 21 | 9 | 1234 | Saturday |  | Pwr_1234 |  | 71.422 | 71.422 | 71.422
2 | 21 | 10 | 1235 | Saturday |  | Pwr_1235 |  | 68.6483 | 68.6483 | 68.6483
2 | 21 | 11 | 1236 | Saturday |  | Pwr_1236 |  | 63.7944 | 63.7944 | 63.7944
2 | 21 | 12 | 1237 | Saturday |  | Pwr_1237 |  | 65.8746 | 65.8746 | 65.8746
2 | 21 | 13 | 1238 | Saturday |  | Pwr_1238 |  | 69.3417 | 69.3417 | 69.3417
2 | 21 | 14 | 1239 | Saturday |  | Pwr_1239 |  | 70.7286 | 70.7286 | 70.7286
2 | 21 | 15 | 1240 | Saturday |  | Pwr_1240 |  | 71.422 | 71.422 | 71.422
2 | 21 | 16 | 1241 | Saturday |  | Pwr_1241 |  | 72.8088 | 72.8088 | 72.8088
2 | 21 | 17 | 1242 | Saturday |  | Pwr_1242 |  | 58.9405 | 58.9405 | 58.9405
2 | 21 | 18 | 1243 | Saturday |  | Pwr_1243 |  | 48.5392 | 48.5392 | 48.5392
2 | 21 | 19 | 1244 | Saturday |  | Pwr_1244 |  | 38.1379 | 38.1379 | 38.1379
2 | 21 | 20 | 1245 | Saturday |  | Pwr_1245 |  | 24.2696 | 24.2696 | 24.2696
2 | 21 | 21 | 1246 | Saturday |  | Pwr_1246 |  | 13.8683 | 13.8683 | 13.8683
2 | 21 | 22 | 1247 | Saturday |  | Pwr_1247 |  | 13.8683 | 13.8683 | 13.8683
2 | 21 | 23 | 1248 | Saturday |  | Pwr_1248 |  | 13.8683 | 13.8683 | 13.8683
2 | 22 | 0 | 1249 | Sunday |  | Pwr_1249 |  | 13.8683 | 13.8683 | 13.8683
2 | 22 | 1 | 1250 | Sunday |  | Pwr_1250 |  | 13.8683 | 13.8683 | 13.8683
2 | 22 | 2 | 1251 | Sunday |  | Pwr_1251 |  | 13.8683 | 13.8683 | 13.8683
2 | 22 | 3 | 1252 | Sunday |  | Pwr_1252 |  | 13.8683 | 13.8683 | 13.8683
2 | 22 | 4 | 1253 | Sunday |  | Pwr_1253 |  | 20.8025 | 20.8025 | 20.8025
2 | 22 | 5 | 1254 | Sunday |  | Pwr_1254 |  | 31.2038 | 31.2038 | 31.2038
2 | 22 | 6 | 1255 | Sunday |  | Pwr_1255 |  | 40.2182 | 40.2182 | 40.2182
2 | 22 | 7 | 1256 | Sunday |  | Pwr_1256 |  | 48.5392 | 48.5392 | 48.5392
2 | 22 | 8 | 1257 | Sunday |  | Pwr_1257 |  | 58.9405 | 58.9405 | 58.9405
2 | 22 | 9 | 1258 | Sunday |  | Pwr_1258 |  | 71.422 | 71.422 | 71.422
2 | 22 | 10 | 1259 | Sunday |  | Pwr_1259 |  | 68.6483 | 68.6483 | 68.6483
2 | 22 | 11 | 1260 | Sunday |  | Pwr_1260 |  | 63.7944 | 63.7944 | 63.7944
2 | 22 | 12 | 1261 | Sunday |  | Pwr_1261 |  | 65.8746 | 65.8746 | 65.8746
2 | 22 | 13 | 1262 | Sunday |  | Pwr_1262 |  | 69.3417 | 69.3417 | 69.3417
2 | 22 | 14 | 1263 | Sunday |  | Pwr_1263 |  | 70.7286 | 70.7286 | 70.7286
2 | 22 | 15 | 1264 | Sunday |  | Pwr_1264 |  | 71.422 | 71.422 | 71.422
2 | 22 | 16 | 1265 | Sunday |  | Pwr_1265 |  | 72.8088 | 72.8088 | 72.8088
2 | 22 | 17 | 1266 | Sunday |  | Pwr_1266 |  | 58.9405 | 58.9405 | 58.9405
2 | 22 | 18 | 1267 | Sunday |  | Pwr_1267 |  | 48.5392 | 48.5392 | 48.5392
2 | 22 | 19 | 1268 | Sunday |  | Pwr_1268 |  | 38.1379 | 38.1379 | 38.1379
2 | 22 | 20 | 1269 | Sunday |  | Pwr_1269 |  | 24.2696 | 24.2696 | 24.2696
2 | 22 | 21 | 1270 | Sunday |  | Pwr_1270 |  | 13.8683 | 13.8683 | 13.8683
2 | 22 | 22 | 1271 | Sunday |  | Pwr_1271 |  | 13.8683 | 13.8683 | 13.8683
2 | 22 | 23 | 1272 | Sunday |  | Pwr_1272 |  | 13.8683 | 13.8683 | 13.8683
2 | 23 | 0 | 1273 | Yes |  | Pwr_1273 |  | 13.8683 | 13.8683 | 13.8683
2 | 23 | 1 | 1274 | Yes |  | Pwr_1274 |  | 13.8683 | 13.8683 | 13.8683
2 | 23 | 2 | 1275 | Yes |  | Pwr_1275 |  | 13.8683 | 13.8683 | 13.8683
2 | 23 | 3 | 1276 | Yes |  | Pwr_1276 |  | 13.8683 | 13.8683 | 13.8683
2 | 23 | 4 | 1277 | Yes |  | Pwr_1277 |  | 20.8025 | 20.8025 | 20.8025
2 | 23 | 5 | 1278 | Yes |  | Pwr_1278 |  | 31.2038 | 31.2038 | 31.2038
2 | 23 | 6 | 1279 | Yes |  | Pwr_1279 |  | 40.2182 | 40.2182 | 40.2182
2 | 23 | 7 | 1280 | Yes |  | Pwr_1280 |  | 48.5392 | 48.5392 | 48.5392
2 | 23 | 8 | 1281 | Yes |  | Pwr_1281 |  | 58.9405 | 58.9405 | 58.9405
2 | 23 | 9 | 1282 | Yes |  | Pwr_1282 |  | 71.422 | 71.422 | 71.422
2 | 23 | 10 | 1283 | Yes |  | Pwr_1283 |  | 68.6483 | 68.6483 | 68.6483
2 | 23 | 11 | 1284 | Yes |  | Pwr_1284 |  | 63.7944 | 63.7944 | 63.7944
2 | 23 | 12 | 1285 | Yes |  | Pwr_1285 |  | 65.8746 | 65.8746 | 65.8746
2 | 23 | 13 | 1286 | Yes |  | Pwr_1286 |  | 69.3417 | 69.3417 | 69.3417
2 | 23 | 14 | 1287 | Yes |  | Pwr_1287 |  | 70.7286 | 70.7286 | 70.7286
2 | 23 | 15 | 1288 | Yes |  | Pwr_1288 |  | 71.422 | 71.422 | 71.422
2 | 23 | 16 | 1289 | Yes |  | Pwr_1289 |  | 72.8088 | 72.8088 | 72.8088
2 | 23 | 17 | 1290 | Yes |  | Pwr_1290 |  | 58.9405 | 58.9405 | 58.9405
2 | 23 | 18 | 1291 | Yes |  | Pwr_1291 |  | 48.5392 | 48.5392 | 48.5392
2 | 23 | 19 | 1292 | Yes |  | Pwr_1292 |  | 38.1379 | 38.1379 | 38.1379
2 | 23 | 20 | 1293 | Yes |  | Pwr_1293 |  | 24.2696 | 24.2696 | 24.2696
2 | 23 | 21 | 1294 | Yes |  | Pwr_1294 |  | 13.8683 | 13.8683 | 13.8683
2 | 23 | 22 | 1295 | Yes |  | Pwr_1295 |  | 13.8683 | 13.8683 | 13.8683
2 | 23 | 23 | 1296 | Yes |  | Pwr_1296 |  | 13.8683 | 13.8683 | 13.8683
2 | 24 | 0 | 1297 | Yes |  | Pwr_1297 |  | 13.8683 | 13.8683 | 13.8683
2 | 24 | 1 | 1298 | Yes |  | Pwr_1298 |  | 13.8683 | 13.8683 | 13.8683
2 | 24 | 2 | 1299 | Yes |  | Pwr_1299 |  | 13.8683 | 13.8683 | 13.8683
2 | 24 | 3 | 1300 | Yes |  | Pwr_1300 |  | 13.8683 | 13.8683 | 13.8683
2 | 24 | 4 | 1301 | Yes |  | Pwr_1301 |  | 13.8683 | 13.8683 | 13.8683
2 | 24 | 5 | 1302 | Yes |  | Pwr_1302 |  | 13.8683 | 13.8683 | 13.8683
2 | 24 | 6 | 1303 | Yes |  | Pwr_1303 |  | 13.8683 | 13.8683 | 13.8683
2 | 24 | 7 | 1304 | Yes |  | Pwr_1304 |  | 13.8683 | 13.8683 | 13.8683
2 | 24 | 8 | 1305 | Yes |  | Pwr_1305 |  | 13.8683 | 13.8683 | 13.8683
2 | 24 | 9 | 1306 | Yes |  | Pwr_1306 |  | 13.8683 | 13.8683 | 13.8683
2 | 24 | 10 | 1307 | Yes |  | Pwr_1307 |  | 13.8683 | 13.8683 | 13.8683
2 | 24 | 11 | 1308 | Yes |  | Pwr_1308 |  | 13.8683 | 13.8683 | 13.8683
2 | 24 | 12 | 1309 | Yes |  | Pwr_1309 |  | 13.8683 | 13.8683 | 13.8683
2 | 24 | 13 | 1310 | Yes |  | Pwr_1310 |  | 13.8683 | 13.8683 | 13.8683
2 | 24 | 14 | 1311 | Yes |  | Pwr_1311 |  | 13.8683 | 13.8683 | 13.8683
2 | 24 | 15 | 1312 | Yes |  | Pwr_1312 |  | 13.8683 | 13.8683 | 13.8683
2 | 24 | 16 | 1313 | Yes |  | Pwr_1313 |  | 13.8683 | 13.8683 | 13.8683
2 | 24 | 17 | 1314 | Yes |  | Pwr_1314 |  | 13.8683 | 13.8683 | 13.8683
2 | 24 | 18 | 1315 | Yes |  | Pwr_1315 |  | 13.8683 | 13.8683 | 13.8683
2 | 24 | 19 | 1316 | Yes |  | Pwr_1316 |  | 13.8683 | 13.8683 | 13.8683
2 | 24 | 20 | 1317 | Yes |  | Pwr_1317 |  | 13.8683 | 13.8683 | 13.8683
2 | 24 | 21 | 1318 | Yes |  | Pwr_1318 |  | 13.8683 | 13.8683 | 13.8683
2 | 24 | 22 | 1319 | Yes |  | Pwr_1319 |  | 13.8683 | 13.8683 | 13.8683
2 | 24 | 23 | 1320 | Yes |  | Pwr_1320 |  | 13.8683 | 13.8683 | 13.8683
2 | 25 | 0 | 1321 | Yes |  | Pwr_1321 |  | 13.8683 | 13.8683 | 13.8683
2 | 25 | 1 | 1322 | Yes |  | Pwr_1322 |  | 13.8683 | 13.8683 | 13.8683
2 | 25 | 2 | 1323 | Yes |  | Pwr_1323 |  | 13.8683 | 13.8683 | 13.8683
2 | 25 | 3 | 1324 | Yes |  | Pwr_1324 |  | 13.8683 | 13.8683 | 13.8683
2 | 25 | 4 | 1325 | Yes |  | Pwr_1325 |  | 13.8683 | 13.8683 | 13.8683
2 | 25 | 5 | 1326 | Yes |  | Pwr_1326 |  | 13.8683 | 13.8683 | 13.8683
2 | 25 | 6 | 1327 | Yes |  | Pwr_1327 |  | 13.8683 | 13.8683 | 13.8683
2 | 25 | 7 | 1328 | Yes |  | Pwr_1328 |  | 13.8683 | 13.8683 | 13.8683
2 | 25 | 8 | 1329 | Yes |  | Pwr_1329 |  | 13.8683 | 13.8683 | 13.8683
2 | 25 | 9 | 1330 | Yes |  | Pwr_1330 |  | 13.8683 | 13.8683 | 13.8683
2 | 25 | 10 | 1331 | Yes |  | Pwr_1331 |  | 13.8683 | 13.8683 | 13.8683
2 | 25 | 11 | 1332 | Yes |  | Pwr_1332 |  | 13.8683 | 13.8683 | 13.8683
2 | 25 | 12 | 1333 | Yes |  | Pwr_1333 |  | 13.8683 | 13.8683 | 13.8683
2 | 25 | 13 | 1334 | Yes |  | Pwr_1334 |  | 13.8683 | 13.8683 | 13.8683
2 | 25 | 14 | 1335 | Yes |  | Pwr_1335 |  | 13.8683 | 13.8683 | 13.8683
2 | 25 | 15 | 1336 | Yes |  | Pwr_1336 |  | 13.8683 | 13.8683 | 13.8683
2 | 25 | 16 | 1337 | Yes |  | Pwr_1337 |  | 13.8683 | 13.8683 | 13.8683
2 | 25 | 17 | 1338 | Yes |  | Pwr_1338 |  | 13.8683 | 13.8683 | 13.8683
2 | 25 | 18 | 1339 | Yes |  | Pwr_1339 |  | 13.8683 | 13.8683 | 13.8683
2 | 25 | 19 | 1340 | Yes |  | Pwr_1340 |  | 13.8683 | 13.8683 | 13.8683
2 | 25 | 20 | 1341 | Yes |  | Pwr_1341 |  | 13.8683 | 13.8683 | 13.8683
2 | 25 | 21 | 1342 | Yes |  | Pwr_1342 |  | 13.8683 | 13.8683 | 13.8683
2 | 25 | 22 | 1343 | Yes |  | Pwr_1343 |  | 13.8683 | 13.8683 | 13.8683
2 | 25 | 23 | 1344 | Yes |  | Pwr_1344 |  | 13.8683 | 13.8683 | 13.8683
2 | 26 | 0 | 1345 | Yes |  | Pwr_1345 |  | 13.8683 | 13.8683 | 13.8683
2 | 26 | 1 | 1346 | Yes |  | Pwr_1346 |  | 13.8683 | 13.8683 | 13.8683
2 | 26 | 2 | 1347 | Yes |  | Pwr_1347 |  | 13.8683 | 13.8683 | 13.8683
2 | 26 | 3 | 1348 | Yes |  | Pwr_1348 |  | 13.8683 | 13.8683 | 13.8683
2 | 26 | 4 | 1349 | Yes |  | Pwr_1349 |  | 20.8025 | 20.8025 | 20.8025
2 | 26 | 5 | 1350 | Yes |  | Pwr_1350 |  | 31.2038 | 31.2038 | 31.2038
2 | 26 | 6 | 1351 | Yes |  | Pwr_1351 |  | 40.2182 | 40.2182 | 40.2182
2 | 26 | 7 | 1352 | Yes |  | Pwr_1352 |  | 48.5392 | 48.5392 | 48.5392
2 | 26 | 8 | 1353 | Yes |  | Pwr_1353 |  | 58.9405 | 58.9405 | 58.9405
2 | 26 | 9 | 1354 | Yes |  | Pwr_1354 |  | 71.422 | 71.422 | 71.422
2 | 26 | 10 | 1355 | Yes |  | Pwr_1355 |  | 68.6483 | 68.6483 | 68.6483
2 | 26 | 11 | 1356 | Yes |  | Pwr_1356 |  | 63.7944 | 63.7944 | 63.7944
2 | 26 | 12 | 1357 | Yes |  | Pwr_1357 |  | 65.8746 | 65.8746 | 65.8746
2 | 26 | 13 | 1358 | Yes |  | Pwr_1358 |  | 69.3417 | 69.3417 | 69.3417
2 | 26 | 14 | 1359 | Yes |  | Pwr_1359 |  | 70.7286 | 70.7286 | 70.7286
2 | 26 | 15 | 1360 | Yes |  | Pwr_1360 |  | 71.422 | 71.422 | 71.422
2 | 26 | 16 | 1361 | Yes |  | Pwr_1361 |  | 72.8088 | 72.8088 | 72.8088
2 | 26 | 17 | 1362 | Yes |  | Pwr_1362 |  | 58.9405 | 58.9405 | 58.9405
2 | 26 | 18 | 1363 | Yes |  | Pwr_1363 |  | 48.5392 | 48.5392 | 48.5392
2 | 26 | 19 | 1364 | Yes |  | Pwr_1364 |  | 38.1379 | 38.1379 | 38.1379
2 | 26 | 20 | 1365 | Yes |  | Pwr_1365 |  | 24.2696 | 24.2696 | 24.2696
2 | 26 | 21 | 1366 | Yes |  | Pwr_1366 |  | 13.8683 | 13.8683 | 13.8683
2 | 26 | 22 | 1367 | Yes |  | Pwr_1367 |  | 13.8683 | 13.8683 | 13.8683
2 | 26 | 23 | 1368 | Yes |  | Pwr_1368 |  | 13.8683 | 13.8683 | 13.8683
2 | 27 | 0 | 1369 | Yes |  | Pwr_1369 |  | 13.8683 | 13.8683 | 13.8683
2 | 27 | 1 | 1370 | Yes |  | Pwr_1370 |  | 13.8683 | 13.8683 | 13.8683
2 | 27 | 2 | 1371 | Yes |  | Pwr_1371 |  | 13.8683 | 13.8683 | 13.8683
2 | 27 | 3 | 1372 | Yes |  | Pwr_1372 |  | 13.8683 | 13.8683 | 13.8683
2 | 27 | 4 | 1373 | Yes |  | Pwr_1373 |  | 20.8025 | 20.8025 | 20.8025
2 | 27 | 5 | 1374 | Yes |  | Pwr_1374 |  | 31.2038 | 31.2038 | 31.2038
2 | 27 | 6 | 1375 | Yes |  | Pwr_1375 |  | 40.2182 | 40.2182 | 40.2182
2 | 27 | 7 | 1376 | Yes |  | Pwr_1376 |  | 48.5392 | 48.5392 | 48.5392
2 | 27 | 8 | 1377 | Yes |  | Pwr_1377 |  | 58.9405 | 58.9405 | 58.9405
2 | 27 | 9 | 1378 | Yes |  | Pwr_1378 |  | 71.422 | 71.422 | 71.422
2 | 27 | 10 | 1379 | Yes |  | Pwr_1379 |  | 68.6483 | 68.6483 | 68.6483
2 | 27 | 11 | 1380 | Yes |  | Pwr_1380 |  | 63.7944 | 63.7944 | 63.7944
2 | 27 | 12 | 1381 | Yes |  | Pwr_1381 |  | 65.8746 | 65.8746 | 65.8746
2 | 27 | 13 | 1382 | Yes |  | Pwr_1382 |  | 69.3417 | 69.3417 | 69.3417
2 | 27 | 14 | 1383 | Yes |  | Pwr_1383 |  | 70.7286 | 70.7286 | 70.7286
2 | 27 | 15 | 1384 | Yes |  | Pwr_1384 |  | 71.422 | 71.422 | 71.422
2 | 27 | 16 | 1385 | Yes |  | Pwr_1385 |  | 72.8088 | 72.8088 | 72.8088
2 | 27 | 17 | 1386 | Yes |  | Pwr_1386 |  | 58.9405 | 58.9405 | 58.9405
2 | 27 | 18 | 1387 | Yes |  | Pwr_1387 |  | 48.5392 | 48.5392 | 48.5392
2 | 27 | 19 | 1388 | Yes |  | Pwr_1388 |  | 38.1379 | 38.1379 | 38.1379
2 | 27 | 20 | 1389 | Yes |  | Pwr_1389 |  | 24.2696 | 24.2696 | 24.2696
2 | 27 | 21 | 1390 | Yes |  | Pwr_1390 |  | 13.8683 | 13.8683 | 13.8683
2 | 27 | 22 | 1391 | Yes |  | Pwr_1391 |  | 13.8683 | 13.8683 | 13.8683
2 | 27 | 23 | 1392 | Yes |  | Pwr_1392 |  | 13.8683 | 13.8683 | 13.8683
2 | 28 | 0 | 1393 | Saturday |  | Pwr_1393 |  | 13.8683 | 13.8683 | 13.8683
2 | 28 | 1 | 1394 | Saturday |  | Pwr_1394 |  | 13.8683 | 13.8683 | 13.8683
2 | 28 | 2 | 1395 | Saturday |  | Pwr_1395 |  | 13.8683 | 13.8683 | 13.8683
2 | 28 | 3 | 1396 | Saturday |  | Pwr_1396 |  | 13.8683 | 13.8683 | 13.8683
2 | 28 | 4 | 1397 | Saturday |  | Pwr_1397 |  | 20.8025 | 20.8025 | 20.8025
2 | 28 | 5 | 1398 | Saturday |  | Pwr_1398 |  | 31.2038 | 31.2038 | 31.2038
2 | 28 | 6 | 1399 | Saturday |  | Pwr_1399 |  | 40.2182 | 40.2182 | 40.2182
2 | 28 | 7 | 1400 | Saturday |  | Pwr_1400 |  | 48.5392 | 48.5392 | 48.5392
2 | 28 | 8 | 1401 | Saturday |  | Pwr_1401 |  | 58.9405 | 58.9405 | 58.9405
2 | 28 | 9 | 1402 | Saturday |  | Pwr_1402 |  | 71.422 | 71.422 | 71.422
2 | 28 | 10 | 1403 | Saturday |  | Pwr_1403 |  | 68.6483 | 68.6483 | 68.6483
2 | 28 | 11 | 1404 | Saturday |  | Pwr_1404 |  | 63.7944 | 63.7944 | 63.7944
2 | 28 | 12 | 1405 | Saturday |  | Pwr_1405 |  | 65.8746 | 65.8746 | 65.8746
2 | 28 | 13 | 1406 | Saturday |  | Pwr_1406 |  | 69.3417 | 69.3417 | 69.3417
2 | 28 | 14 | 1407 | Saturday |  | Pwr_1407 |  | 70.7286 | 70.7286 | 70.7286
2 | 28 | 15 | 1408 | Saturday |  | Pwr_1408 |  | 71.422 | 71.422 | 71.422
2 | 28 | 16 | 1409 | Saturday |  | Pwr_1409 |  | 72.8088 | 72.8088 | 72.8088
2 | 28 | 17 | 1410 | Saturday |  | Pwr_1410 |  | 58.9405 | 58.9405 | 58.9405
2 | 28 | 18 | 1411 | Saturday |  | Pwr_1411 |  | 48.5392 | 48.5392 | 48.5392
2 | 28 | 19 | 1412 | Saturday |  | Pwr_1412 |  | 38.1379 | 38.1379 | 38.1379
2 | 28 | 20 | 1413 | Saturday |  | Pwr_1413 |  | 24.2696 | 24.2696 | 24.2696
2 | 28 | 21 | 1414 | Saturday |  | Pwr_1414 |  | 13.8683 | 13.8683 | 13.8683
2 | 28 | 22 | 1415 | Saturday |  | Pwr_1415 |  | 13.8683 | 13.8683 | 13.8683
2 | 28 | 23 | 1416 | Saturday |  | Pwr_1416 |  | 13.8683 | 13.8683 | 13.8683
3 | 1 | 0 | 1417 | Sunday |  | Pwr_1417 |  | 13.8683 | 13.8683 | 13.8683
3 | 1 | 1 | 1418 | Sunday |  | Pwr_1418 |  | 13.8683 | 13.8683 | 13.8683
3 | 1 | 2 | 1419 | Sunday |  | Pwr_1419 |  | 13.8683 | 13.8683 | 13.8683
3 | 1 | 3 | 1420 | Sunday |  | Pwr_1420 |  | 13.8683 | 13.8683 | 13.8683
3 | 1 | 4 | 1421 | Sunday |  | Pwr_1421 |  | 20.8025 | 20.8025 | 20.8025
3 | 1 | 5 | 1422 | Sunday |  | Pwr_1422 |  | 31.2038 | 31.2038 | 31.2038
3 | 1 | 6 | 1423 | Sunday |  | Pwr_1423 |  | 40.2182 | 40.2182 | 40.2182
3 | 1 | 7 | 1424 | Sunday |  | Pwr_1424 |  | 48.5392 | 48.5392 | 48.5392
3 | 1 | 8 | 1425 | Sunday |  | Pwr_1425 |  | 58.9405 | 58.9405 | 58.9405
3 | 1 | 9 | 1426 | Sunday |  | Pwr_1426 |  | 71.422 | 71.422 | 71.422
3 | 1 | 10 | 1427 | Sunday |  | Pwr_1427 |  | 68.6483 | 68.6483 | 68.6483
3 | 1 | 11 | 1428 | Sunday |  | Pwr_1428 |  | 63.7944 | 63.7944 | 63.7944
3 | 1 | 12 | 1429 | Sunday |  | Pwr_1429 |  | 65.8746 | 65.8746 | 65.8746
3 | 1 | 13 | 1430 | Sunday |  | Pwr_1430 |  | 69.3417 | 69.3417 | 69.3417
3 | 1 | 14 | 1431 | Sunday |  | Pwr_1431 |  | 70.7286 | 70.7286 | 70.7286
3 | 1 | 15 | 1432 | Sunday |  | Pwr_1432 |  | 71.422 | 71.422 | 71.422
3 | 1 | 16 | 1433 | Sunday |  | Pwr_1433 |  | 72.8088 | 72.8088 | 72.8088
3 | 1 | 17 | 1434 | Sunday |  | Pwr_1434 |  | 58.9405 | 58.9405 | 58.9405
3 | 1 | 18 | 1435 | Sunday |  | Pwr_1435 |  | 48.5392 | 48.5392 | 48.5392
3 | 1 | 19 | 1436 | Sunday |  | Pwr_1436 |  | 38.1379 | 38.1379 | 38.1379
3 | 1 | 20 | 1437 | Sunday |  | Pwr_1437 |  | 24.2696 | 24.2696 | 24.2696
3 | 1 | 21 | 1438 | Sunday |  | Pwr_1438 |  | 13.8683 | 13.8683 | 13.8683
3 | 1 | 22 | 1439 | Sunday |  | Pwr_1439 |  | 13.8683 | 13.8683 | 13.8683
3 | 1 | 23 | 1440 | Sunday |  | Pwr_1440 |  | 13.8683 | 13.8683 | 13.8683
3 | 2 | 0 | 1441 | Yes |  | Pwr_1441 |  | 13.8683 | 13.8683 | 13.8683
3 | 2 | 1 | 1442 | Yes |  | Pwr_1442 |  | 13.8683 | 13.8683 | 13.8683
3 | 2 | 2 | 1443 | Yes |  | Pwr_1443 |  | 13.8683 | 13.8683 | 13.8683
3 | 2 | 3 | 1444 | Yes |  | Pwr_1444 |  | 13.8683 | 13.8683 | 13.8683
3 | 2 | 4 | 1445 | Yes |  | Pwr_1445 |  | 20.8025 | 20.8025 | 20.8025
3 | 2 | 5 | 1446 | Yes |  | Pwr_1446 |  | 31.2038 | 31.2038 | 31.2038
3 | 2 | 6 | 1447 | Yes |  | Pwr_1447 |  | 40.2182 | 40.2182 | 40.2182
3 | 2 | 7 | 1448 | Yes |  | Pwr_1448 |  | 48.5392 | 48.5392 | 48.5392
3 | 2 | 8 | 1449 | Yes |  | Pwr_1449 |  | 58.9405 | 58.9405 | 58.9405
3 | 2 | 9 | 1450 | Yes |  | Pwr_1450 |  | 71.422 | 71.422 | 71.422
3 | 2 | 10 | 1451 | Yes |  | Pwr_1451 |  | 68.6483 | 68.6483 | 68.6483
3 | 2 | 11 | 1452 | Yes |  | Pwr_1452 |  | 63.7944 | 63.7944 | 63.7944
3 | 2 | 12 | 1453 | Yes |  | Pwr_1453 |  | 65.8746 | 65.8746 | 65.8746
3 | 2 | 13 | 1454 | Yes |  | Pwr_1454 |  | 69.3417 | 69.3417 | 69.3417
3 | 2 | 14 | 1455 | Yes |  | Pwr_1455 |  | 70.7286 | 70.7286 | 70.7286
3 | 2 | 15 | 1456 | Yes |  | Pwr_1456 |  | 71.422 | 71.422 | 71.422
3 | 2 | 16 | 1457 | Yes |  | Pwr_1457 |  | 72.8088 | 72.8088 | 72.8088
3 | 2 | 17 | 1458 | Yes |  | Pwr_1458 |  | 58.9405 | 58.9405 | 58.9405
3 | 2 | 18 | 1459 | Yes |  | Pwr_1459 |  | 48.5392 | 48.5392 | 48.5392
3 | 2 | 19 | 1460 | Yes |  | Pwr_1460 |  | 38.1379 | 38.1379 | 38.1379
3 | 2 | 20 | 1461 | Yes |  | Pwr_1461 |  | 24.2696 | 24.2696 | 24.2696
3 | 2 | 21 | 1462 | Yes |  | Pwr_1462 |  | 13.8683 | 13.8683 | 13.8683
3 | 2 | 22 | 1463 | Yes |  | Pwr_1463 |  | 13.8683 | 13.8683 | 13.8683
3 | 2 | 23 | 1464 | Yes |  | Pwr_1464 |  | 13.8683 | 13.8683 | 13.8683
3 | 3 | 0 | 1465 | Yes |  | Pwr_1465 |  | 13.8683 | 13.8683 | 13.8683
3 | 3 | 1 | 1466 | Yes |  | Pwr_1466 |  | 13.8683 | 13.8683 | 13.8683
3 | 3 | 2 | 1467 | Yes |  | Pwr_1467 |  | 13.8683 | 13.8683 | 13.8683
3 | 3 | 3 | 1468 | Yes |  | Pwr_1468 |  | 13.8683 | 13.8683 | 13.8683
3 | 3 | 4 | 1469 | Yes |  | Pwr_1469 |  | 13.8683 | 13.8683 | 13.8683
3 | 3 | 5 | 1470 | Yes |  | Pwr_1470 |  | 13.8683 | 13.8683 | 13.8683
3 | 3 | 6 | 1471 | Yes |  | Pwr_1471 |  | 13.8683 | 13.8683 | 13.8683
3 | 3 | 7 | 1472 | Yes |  | Pwr_1472 |  | 13.8683 | 13.8683 | 13.8683
3 | 3 | 8 | 1473 | Yes |  | Pwr_1473 |  | 13.8683 | 13.8683 | 13.8683
3 | 3 | 9 | 1474 | Yes |  | Pwr_1474 |  | 13.8683 | 13.8683 | 13.8683
3 | 3 | 10 | 1475 | Yes |  | Pwr_1475 |  | 13.8683 | 13.8683 | 13.8683
3 | 3 | 11 | 1476 | Yes |  | Pwr_1476 |  | 13.8683 | 13.8683 | 13.8683
3 | 3 | 12 | 1477 | Yes |  | Pwr_1477 |  | 13.8683 | 13.8683 | 13.8683
3 | 3 | 13 | 1478 | Yes |  | Pwr_1478 |  | 13.8683 | 13.8683 | 13.8683
3 | 3 | 14 | 1479 | Yes |  | Pwr_1479 |  | 13.8683 | 13.8683 | 13.8683
3 | 3 | 15 | 1480 | Yes |  | Pwr_1480 |  | 13.8683 | 13.8683 | 13.8683
3 | 3 | 16 | 1481 | Yes |  | Pwr_1481 |  | 13.8683 | 13.8683 | 13.8683
3 | 3 | 17 | 1482 | Yes |  | Pwr_1482 |  | 13.8683 | 13.8683 | 13.8683
3 | 3 | 18 | 1483 | Yes |  | Pwr_1483 |  | 13.8683 | 13.8683 | 13.8683
3 | 3 | 19 | 1484 | Yes |  | Pwr_1484 |  | 13.8683 | 13.8683 | 13.8683
3 | 3 | 20 | 1485 | Yes |  | Pwr_1485 |  | 13.8683 | 13.8683 | 13.8683
3 | 3 | 21 | 1486 | Yes |  | Pwr_1486 |  | 13.8683 | 13.8683 | 13.8683
3 | 3 | 22 | 1487 | Yes |  | Pwr_1487 |  | 13.8683 | 13.8683 | 13.8683
3 | 3 | 23 | 1488 | Yes |  | Pwr_1488 |  | 13.8683 | 13.8683 | 13.8683
3 | 4 | 0 | 1489 | Yes |  | Pwr_1489 |  | 13.8683 | 13.8683 | 13.8683
3 | 4 | 1 | 1490 | Yes |  | Pwr_1490 |  | 13.8683 | 13.8683 | 13.8683
3 | 4 | 2 | 1491 | Yes |  | Pwr_1491 |  | 13.8683 | 13.8683 | 13.8683
3 | 4 | 3 | 1492 | Yes |  | Pwr_1492 |  | 13.8683 | 13.8683 | 13.8683
3 | 4 | 4 | 1493 | Yes |  | Pwr_1493 |  | 13.8683 | 13.8683 | 13.8683
3 | 4 | 5 | 1494 | Yes |  | Pwr_1494 |  | 13.8683 | 13.8683 | 13.8683
3 | 4 | 6 | 1495 | Yes |  | Pwr_1495 |  | 13.8683 | 13.8683 | 13.8683
3 | 4 | 7 | 1496 | Yes |  | Pwr_1496 |  | 13.8683 | 13.8683 | 13.8683
3 | 4 | 8 | 1497 | Yes |  | Pwr_1497 |  | 13.8683 | 13.8683 | 13.8683
3 | 4 | 9 | 1498 | Yes |  | Pwr_1498 |  | 13.8683 | 13.8683 | 13.8683
3 | 4 | 10 | 1499 | Yes |  | Pwr_1499 |  | 13.8683 | 13.8683 | 13.8683
3 | 4 | 11 | 1500 | Yes |  | Pwr_1500 |  | 13.8683 | 13.8683 | 13.8683
3 | 4 | 12 | 1501 | Yes |  | Pwr_1501 |  | 13.8683 | 13.8683 | 13.8683
3 | 4 | 13 | 1502 | Yes |  | Pwr_1502 |  | 13.8683 | 13.8683 | 13.8683
3 | 4 | 14 | 1503 | Yes |  | Pwr_1503 |  | 13.8683 | 13.8683 | 13.8683
3 | 4 | 15 | 1504 | Yes |  | Pwr_1504 |  | 13.8683 | 13.8683 | 13.8683
3 | 4 | 16 | 1505 | Yes |  | Pwr_1505 |  | 13.8683 | 13.8683 | 13.8683
3 | 4 | 17 | 1506 | Yes |  | Pwr_1506 |  | 13.8683 | 13.8683 | 13.8683
3 | 4 | 18 | 1507 | Yes |  | Pwr_1507 |  | 13.8683 | 13.8683 | 13.8683
3 | 4 | 19 | 1508 | Yes |  | Pwr_1508 |  | 13.8683 | 13.8683 | 13.8683
3 | 4 | 20 | 1509 | Yes |  | Pwr_1509 |  | 13.8683 | 13.8683 | 13.8683
3 | 4 | 21 | 1510 | Yes |  | Pwr_1510 |  | 13.8683 | 13.8683 | 13.8683
3 | 4 | 22 | 1511 | Yes |  | Pwr_1511 |  | 13.8683 | 13.8683 | 13.8683
3 | 4 | 23 | 1512 | Yes |  | Pwr_1512 |  | 13.8683 | 13.8683 | 13.8683
3 | 5 | 0 | 1513 | Yes |  | Pwr_1513 |  | 13.8683 | 13.8683 | 13.8683
3 | 5 | 1 | 1514 | Yes |  | Pwr_1514 |  | 13.8683 | 13.8683 | 13.8683
3 | 5 | 2 | 1515 | Yes |  | Pwr_1515 |  | 13.8683 | 13.8683 | 13.8683
3 | 5 | 3 | 1516 | Yes |  | Pwr_1516 |  | 13.8683 | 13.8683 | 13.8683
3 | 5 | 4 | 1517 | Yes |  | Pwr_1517 |  | 20.8025 | 20.8025 | 20.8025
3 | 5 | 5 | 1518 | Yes |  | Pwr_1518 |  | 31.2038 | 31.2038 | 31.2038
3 | 5 | 6 | 1519 | Yes |  | Pwr_1519 |  | 40.2182 | 40.2182 | 40.2182
3 | 5 | 7 | 1520 | Yes |  | Pwr_1520 |  | 48.5392 | 48.5392 | 48.5392
3 | 5 | 8 | 1521 | Yes |  | Pwr_1521 |  | 58.9405 | 58.9405 | 58.9405
3 | 5 | 9 | 1522 | Yes |  | Pwr_1522 |  | 71.422 | 71.422 | 71.422
3 | 5 | 10 | 1523 | Yes |  | Pwr_1523 |  | 68.6483 | 68.6483 | 68.6483
3 | 5 | 11 | 1524 | Yes |  | Pwr_1524 |  | 63.7944 | 63.7944 | 63.7944
3 | 5 | 12 | 1525 | Yes |  | Pwr_1525 |  | 65.8746 | 65.8746 | 65.8746
3 | 5 | 13 | 1526 | Yes |  | Pwr_1526 |  | 69.3417 | 69.3417 | 69.3417
3 | 5 | 14 | 1527 | Yes |  | Pwr_1527 |  | 70.7286 | 70.7286 | 70.7286
3 | 5 | 15 | 1528 | Yes |  | Pwr_1528 |  | 71.422 | 71.422 | 71.422
3 | 5 | 16 | 1529 | Yes |  | Pwr_1529 |  | 72.8088 | 72.8088 | 72.8088
3 | 5 | 17 | 1530 | Yes |  | Pwr_1530 |  | 58.9405 | 58.9405 | 58.9405
3 | 5 | 18 | 1531 | Yes |  | Pwr_1531 |  | 48.5392 | 48.5392 | 48.5392
3 | 5 | 19 | 1532 | Yes |  | Pwr_1532 |  | 38.1379 | 38.1379 | 38.1379
3 | 5 | 20 | 1533 | Yes |  | Pwr_1533 |  | 24.2696 | 24.2696 | 24.2696
3 | 5 | 21 | 1534 | Yes |  | Pwr_1534 |  | 13.8683 | 13.8683 | 13.8683
3 | 5 | 22 | 1535 | Yes |  | Pwr_1535 |  | 13.8683 | 13.8683 | 13.8683
3 | 5 | 23 | 1536 | Yes |  | Pwr_1536 |  | 13.8683 | 13.8683 | 13.8683
3 | 6 | 0 | 1537 | Yes |  | Pwr_1537 |  | 13.8683 | 13.8683 | 13.8683
3 | 6 | 1 | 1538 | Yes |  | Pwr_1538 |  | 13.8683 | 13.8683 | 13.8683
3 | 6 | 2 | 1539 | Yes |  | Pwr_1539 |  | 13.8683 | 13.8683 | 13.8683
3 | 6 | 3 | 1540 | Yes |  | Pwr_1540 |  | 13.8683 | 13.8683 | 13.8683
3 | 6 | 4 | 1541 | Yes |  | Pwr_1541 |  | 20.8025 | 20.8025 | 20.8025
3 | 6 | 5 | 1542 | Yes |  | Pwr_1542 |  | 31.2038 | 31.2038 | 31.2038
3 | 6 | 6 | 1543 | Yes |  | Pwr_1543 |  | 40.2182 | 40.2182 | 40.2182
3 | 6 | 7 | 1544 | Yes |  | Pwr_1544 |  | 48.5392 | 48.5392 | 48.5392
3 | 6 | 8 | 1545 | Yes |  | Pwr_1545 |  | 58.9405 | 58.9405 | 58.9405
3 | 6 | 9 | 1546 | Yes |  | Pwr_1546 |  | 71.422 | 71.422 | 71.422
3 | 6 | 10 | 1547 | Yes |  | Pwr_1547 |  | 68.6483 | 68.6483 | 68.6483
3 | 6 | 11 | 1548 | Yes |  | Pwr_1548 |  | 63.7944 | 63.7944 | 63.7944
3 | 6 | 12 | 1549 | Yes |  | Pwr_1549 |  | 65.8746 | 65.8746 | 65.8746
3 | 6 | 13 | 1550 | Yes |  | Pwr_1550 |  | 69.3417 | 69.3417 | 69.3417
3 | 6 | 14 | 1551 | Yes |  | Pwr_1551 |  | 70.7286 | 70.7286 | 70.7286
3 | 6 | 15 | 1552 | Yes |  | Pwr_1552 |  | 71.422 | 71.422 | 71.422
3 | 6 | 16 | 1553 | Yes |  | Pwr_1553 |  | 72.8088 | 72.8088 | 72.8088
3 | 6 | 17 | 1554 | Yes |  | Pwr_1554 |  | 58.9405 | 58.9405 | 58.9405
3 | 6 | 18 | 1555 | Yes |  | Pwr_1555 |  | 48.5392 | 48.5392 | 48.5392
3 | 6 | 19 | 1556 | Yes |  | Pwr_1556 |  | 38.1379 | 38.1379 | 38.1379
3 | 6 | 20 | 1557 | Yes |  | Pwr_1557 |  | 24.2696 | 24.2696 | 24.2696
3 | 6 | 21 | 1558 | Yes |  | Pwr_1558 |  | 13.8683 | 13.8683 | 13.8683
3 | 6 | 22 | 1559 | Yes |  | Pwr_1559 |  | 13.8683 | 13.8683 | 13.8683
3 | 6 | 23 | 1560 | Yes |  | Pwr_1560 |  | 13.8683 | 13.8683 | 13.8683
3 | 7 | 0 | 1561 | Saturday |  | Pwr_1561 |  | 13.8683 | 13.8683 | 13.8683
3 | 7 | 1 | 1562 | Saturday |  | Pwr_1562 |  | 13.8683 | 13.8683 | 13.8683
3 | 7 | 2 | 1563 | Saturday |  | Pwr_1563 |  | 13.8683 | 13.8683 | 13.8683
3 | 7 | 3 | 1564 | Saturday |  | Pwr_1564 |  | 13.8683 | 13.8683 | 13.8683
3 | 7 | 4 | 1565 | Saturday |  | Pwr_1565 |  | 20.8025 | 20.8025 | 20.8025
3 | 7 | 5 | 1566 | Saturday |  | Pwr_1566 |  | 31.2038 | 31.2038 | 31.2038
3 | 7 | 6 | 1567 | Saturday |  | Pwr_1567 |  | 40.2182 | 40.2182 | 40.2182
3 | 7 | 7 | 1568 | Saturday |  | Pwr_1568 |  | 48.5392 | 48.5392 | 48.5392
3 | 7 | 8 | 1569 | Saturday |  | Pwr_1569 |  | 58.9405 | 58.9405 | 58.9405
3 | 7 | 9 | 1570 | Saturday |  | Pwr_1570 |  | 71.422 | 71.422 | 71.422
3 | 7 | 10 | 1571 | Saturday |  | Pwr_1571 |  | 68.6483 | 68.6483 | 68.6483
3 | 7 | 11 | 1572 | Saturday |  | Pwr_1572 |  | 63.7944 | 63.7944 | 63.7944
3 | 7 | 12 | 1573 | Saturday |  | Pwr_1573 |  | 65.8746 | 65.8746 | 65.8746
3 | 7 | 13 | 1574 | Saturday |  | Pwr_1574 |  | 69.3417 | 69.3417 | 69.3417
3 | 7 | 14 | 1575 | Saturday |  | Pwr_1575 |  | 70.7286 | 70.7286 | 70.7286
3 | 7 | 15 | 1576 | Saturday |  | Pwr_1576 |  | 71.422 | 71.422 | 71.422
3 | 7 | 16 | 1577 | Saturday |  | Pwr_1577 |  | 72.8088 | 72.8088 | 72.8088
3 | 7 | 17 | 1578 | Saturday |  | Pwr_1578 |  | 58.9405 | 58.9405 | 58.9405
3 | 7 | 18 | 1579 | Saturday |  | Pwr_1579 |  | 48.5392 | 48.5392 | 48.5392
3 | 7 | 19 | 1580 | Saturday |  | Pwr_1580 |  | 38.1379 | 38.1379 | 38.1379
3 | 7 | 20 | 1581 | Saturday |  | Pwr_1581 |  | 24.2696 | 24.2696 | 24.2696
3 | 7 | 21 | 1582 | Saturday |  | Pwr_1582 |  | 13.8683 | 13.8683 | 13.8683
3 | 7 | 22 | 1583 | Saturday |  | Pwr_1583 |  | 13.8683 | 13.8683 | 13.8683
3 | 7 | 23 | 1584 | Saturday |  | Pwr_1584 |  | 13.8683 | 13.8683 | 13.8683
3 | 8 | 0 | 1585 | Sunday |  | Pwr_1585 |  | 13.8683 | 13.8683 | 13.8683
3 | 8 | 1 | 1586 | Sunday |  | Pwr_1586 |  | 13.8683 | 13.8683 | 13.8683
3 | 8 | 2 | 1587 | Sunday |  | Pwr_1587 |  | 13.8683 | 13.8683 | 13.8683
3 | 8 | 3 | 1588 | Sunday |  | Pwr_1588 |  | 13.8683 | 13.8683 | 13.8683
3 | 8 | 4 | 1589 | Sunday |  | Pwr_1589 |  | 20.8025 | 20.8025 | 20.8025
3 | 8 | 5 | 1590 | Sunday |  | Pwr_1590 |  | 31.2038 | 31.2038 | 31.2038
3 | 8 | 6 | 1591 | Sunday |  | Pwr_1591 |  | 40.2182 | 40.2182 | 40.2182
3 | 8 | 7 | 1592 | Sunday |  | Pwr_1592 |  | 48.5392 | 48.5392 | 48.5392
3 | 8 | 8 | 1593 | Sunday |  | Pwr_1593 |  | 58.9405 | 58.9405 | 58.9405
3 | 8 | 9 | 1594 | Sunday |  | Pwr_1594 |  | 71.422 | 71.422 | 71.422
3 | 8 | 10 | 1595 | Sunday |  | Pwr_1595 |  | 68.6483 | 68.6483 | 68.6483
3 | 8 | 11 | 1596 | Sunday |  | Pwr_1596 |  | 63.7944 | 63.7944 | 63.7944
3 | 8 | 12 | 1597 | Sunday |  | Pwr_1597 |  | 65.8746 | 65.8746 | 65.8746
3 | 8 | 13 | 1598 | Sunday |  | Pwr_1598 |  | 69.3417 | 69.3417 | 69.3417
3 | 8 | 14 | 1599 | Sunday |  | Pwr_1599 |  | 70.7286 | 70.7286 | 70.7286
3 | 8 | 15 | 1600 | Sunday |  | Pwr_1600 |  | 71.422 | 71.422 | 71.422
3 | 8 | 16 | 1601 | Sunday |  | Pwr_1601 |  | 72.8088 | 72.8088 | 72.8088
3 | 8 | 17 | 1602 | Sunday |  | Pwr_1602 |  | 58.9405 | 58.9405 | 58.9405
3 | 8 | 18 | 1603 | Sunday |  | Pwr_1603 |  | 48.5392 | 48.5392 | 48.5392
3 | 8 | 19 | 1604 | Sunday |  | Pwr_1604 |  | 38.1379 | 38.1379 | 38.1379
3 | 8 | 20 | 1605 | Sunday |  | Pwr_1605 |  | 24.2696 | 24.2696 | 24.2696
3 | 8 | 21 | 1606 | Sunday |  | Pwr_1606 |  | 13.8683 | 13.8683 | 13.8683
3 | 8 | 22 | 1607 | Sunday |  | Pwr_1607 |  | 13.8683 | 13.8683 | 13.8683
3 | 8 | 23 | 1608 | Sunday |  | Pwr_1608 |  | 13.8683 | 13.8683 | 13.8683
3 | 9 | 0 | 1609 | Yes |  | Pwr_1609 |  | 13.8683 | 13.8683 | 13.8683
3 | 9 | 1 | 1610 | Yes |  | Pwr_1610 |  | 13.8683 | 13.8683 | 13.8683
3 | 9 | 2 | 1611 | Yes |  | Pwr_1611 |  | 13.8683 | 13.8683 | 13.8683
3 | 9 | 3 | 1612 | Yes |  | Pwr_1612 |  | 13.8683 | 13.8683 | 13.8683
3 | 9 | 4 | 1613 | Yes |  | Pwr_1613 |  | 20.8025 | 20.8025 | 20.8025
3 | 9 | 5 | 1614 | Yes |  | Pwr_1614 |  | 31.2038 | 31.2038 | 31.2038
3 | 9 | 6 | 1615 | Yes |  | Pwr_1615 |  | 40.2182 | 40.2182 | 40.2182
3 | 9 | 7 | 1616 | Yes |  | Pwr_1616 |  | 48.5392 | 48.5392 | 48.5392
3 | 9 | 8 | 1617 | Yes |  | Pwr_1617 |  | 58.9405 | 58.9405 | 58.9405
3 | 9 | 9 | 1618 | Yes |  | Pwr_1618 |  | 71.422 | 71.422 | 71.422
3 | 9 | 10 | 1619 | Yes |  | Pwr_1619 |  | 68.6483 | 68.6483 | 68.6483
3 | 9 | 11 | 1620 | Yes |  | Pwr_1620 |  | 63.7944 | 63.7944 | 63.7944
3 | 9 | 12 | 1621 | Yes |  | Pwr_1621 |  | 65.8746 | 65.8746 | 65.8746
3 | 9 | 13 | 1622 | Yes |  | Pwr_1622 |  | 69.3417 | 69.3417 | 69.3417
3 | 9 | 14 | 1623 | Yes |  | Pwr_1623 |  | 70.7286 | 70.7286 | 70.7286
3 | 9 | 15 | 1624 | Yes |  | Pwr_1624 |  | 71.422 | 71.422 | 71.422
3 | 9 | 16 | 1625 | Yes |  | Pwr_1625 |  | 72.8088 | 72.8088 | 72.8088
3 | 9 | 17 | 1626 | Yes |  | Pwr_1626 |  | 58.9405 | 58.9405 | 58.9405
3 | 9 | 18 | 1627 | Yes |  | Pwr_1627 |  | 48.5392 | 48.5392 | 48.5392
3 | 9 | 19 | 1628 | Yes |  | Pwr_1628 |  | 38.1379 | 38.1379 | 38.1379
3 | 9 | 20 | 1629 | Yes |  | Pwr_1629 |  | 24.2696 | 24.2696 | 24.2696
3 | 9 | 21 | 1630 | Yes |  | Pwr_1630 |  | 13.8683 | 13.8683 | 13.8683
3 | 9 | 22 | 1631 | Yes |  | Pwr_1631 |  | 13.8683 | 13.8683 | 13.8683
3 | 9 | 23 | 1632 | Yes |  | Pwr_1632 |  | 13.8683 | 13.8683 | 13.8683
3 | 10 | 0 | 1633 | Yes |  | Pwr_1633 |  | 13.8683 | 13.8683 | 13.8683
3 | 10 | 1 | 1634 | Yes |  | Pwr_1634 |  | 13.8683 | 13.8683 | 13.8683
3 | 10 | 2 | 1635 | Yes |  | Pwr_1635 |  | 13.8683 | 13.8683 | 13.8683
3 | 10 | 3 | 1636 | Yes |  | Pwr_1636 |  | 13.8683 | 13.8683 | 13.8683
3 | 10 | 4 | 1637 | Yes |  | Pwr_1637 |  | 13.8683 | 13.8683 | 13.8683
3 | 10 | 5 | 1638 | Yes |  | Pwr_1638 |  | 13.8683 | 13.8683 | 13.8683
3 | 10 | 6 | 1639 | Yes |  | Pwr_1639 |  | 13.8683 | 13.8683 | 13.8683
3 | 10 | 7 | 1640 | Yes |  | Pwr_1640 |  | 13.8683 | 13.8683 | 13.8683
3 | 10 | 8 | 1641 | Yes |  | Pwr_1641 |  | 13.8683 | 13.8683 | 13.8683
3 | 10 | 9 | 1642 | Yes |  | Pwr_1642 |  | 13.8683 | 13.8683 | 13.8683
3 | 10 | 10 | 1643 | Yes |  | Pwr_1643 |  | 13.8683 | 13.8683 | 13.8683
3 | 10 | 11 | 1644 | Yes |  | Pwr_1644 |  | 13.8683 | 13.8683 | 13.8683
3 | 10 | 12 | 1645 | Yes |  | Pwr_1645 |  | 13.8683 | 13.8683 | 13.8683
3 | 10 | 13 | 1646 | Yes |  | Pwr_1646 |  | 13.8683 | 13.8683 | 13.8683
3 | 10 | 14 | 1647 | Yes |  | Pwr_1647 |  | 13.8683 | 13.8683 | 13.8683
3 | 10 | 15 | 1648 | Yes |  | Pwr_1648 |  | 13.8683 | 13.8683 | 13.8683
3 | 10 | 16 | 1649 | Yes |  | Pwr_1649 |  | 13.8683 | 13.8683 | 13.8683
3 | 10 | 17 | 1650 | Yes |  | Pwr_1650 |  | 13.8683 | 13.8683 | 13.8683
3 | 10 | 18 | 1651 | Yes |  | Pwr_1651 |  | 13.8683 | 13.8683 | 13.8683
3 | 10 | 19 | 1652 | Yes |  | Pwr_1652 |  | 13.8683 | 13.8683 | 13.8683
3 | 10 | 20 | 1653 | Yes |  | Pwr_1653 |  | 13.8683 | 13.8683 | 13.8683
3 | 10 | 21 | 1654 | Yes |  | Pwr_1654 |  | 13.8683 | 13.8683 | 13.8683
3 | 10 | 22 | 1655 | Yes |  | Pwr_1655 |  | 13.8683 | 13.8683 | 13.8683
3 | 10 | 23 | 1656 | Yes |  | Pwr_1656 |  | 13.8683 | 13.8683 | 13.8683
3 | 11 | 0 | 1657 | Yes |  | Pwr_1657 |  | 13.8683 | 13.8683 | 13.8683
3 | 11 | 1 | 1658 | Yes |  | Pwr_1658 |  | 13.8683 | 13.8683 | 13.8683
3 | 11 | 2 | 1659 | Yes |  | Pwr_1659 |  | 13.8683 | 13.8683 | 13.8683
3 | 11 | 3 | 1660 | Yes |  | Pwr_1660 |  | 13.8683 | 13.8683 | 13.8683
3 | 11 | 4 | 1661 | Yes |  | Pwr_1661 |  | 13.8683 | 13.8683 | 13.8683
3 | 11 | 5 | 1662 | Yes |  | Pwr_1662 |  | 13.8683 | 13.8683 | 13.8683
3 | 11 | 6 | 1663 | Yes |  | Pwr_1663 |  | 13.8683 | 13.8683 | 13.8683
3 | 11 | 7 | 1664 | Yes |  | Pwr_1664 |  | 13.8683 | 13.8683 | 13.8683
3 | 11 | 8 | 1665 | Yes |  | Pwr_1665 |  | 13.8683 | 13.8683 | 13.8683
3 | 11 | 9 | 1666 | Yes |  | Pwr_1666 |  | 13.8683 | 13.8683 | 13.8683
3 | 11 | 10 | 1667 | Yes |  | Pwr_1667 |  | 13.8683 | 13.8683 | 13.8683
3 | 11 | 11 | 1668 | Yes |  | Pwr_1668 |  | 13.8683 | 13.8683 | 13.8683
3 | 11 | 12 | 1669 | Yes |  | Pwr_1669 |  | 13.8683 | 13.8683 | 13.8683
3 | 11 | 13 | 1670 | Yes |  | Pwr_1670 |  | 13.8683 | 13.8683 | 13.8683
3 | 11 | 14 | 1671 | Yes |  | Pwr_1671 |  | 13.8683 | 13.8683 | 13.8683
3 | 11 | 15 | 1672 | Yes |  | Pwr_1672 |  | 13.8683 | 13.8683 | 13.8683
3 | 11 | 16 | 1673 | Yes |  | Pwr_1673 |  | 13.8683 | 13.8683 | 13.8683
3 | 11 | 17 | 1674 | Yes |  | Pwr_1674 |  | 13.8683 | 13.8683 | 13.8683
3 | 11 | 18 | 1675 | Yes |  | Pwr_1675 |  | 13.8683 | 13.8683 | 13.8683
3 | 11 | 19 | 1676 | Yes |  | Pwr_1676 |  | 13.8683 | 13.8683 | 13.8683
3 | 11 | 20 | 1677 | Yes |  | Pwr_1677 |  | 13.8683 | 13.8683 | 13.8683
3 | 11 | 21 | 1678 | Yes |  | Pwr_1678 |  | 13.8683 | 13.8683 | 13.8683
3 | 11 | 22 | 1679 | Yes |  | Pwr_1679 |  | 13.8683 | 13.8683 | 13.8683
3 | 11 | 23 | 1680 | Yes |  | Pwr_1680 |  | 13.8683 | 13.8683 | 13.8683
3 | 12 | 0 | 1681 | Yes |  | Pwr_1681 |  | 13.8683 | 13.8683 | 13.8683
3 | 12 | 1 | 1682 | Yes |  | Pwr_1682 |  | 13.8683 | 13.8683 | 13.8683
3 | 12 | 2 | 1683 | Yes |  | Pwr_1683 |  | 13.8683 | 13.8683 | 13.8683
3 | 12 | 3 | 1684 | Yes |  | Pwr_1684 |  | 13.8683 | 13.8683 | 13.8683
3 | 12 | 4 | 1685 | Yes |  | Pwr_1685 |  | 20.8025 | 20.8025 | 20.8025
3 | 12 | 5 | 1686 | Yes |  | Pwr_1686 |  | 31.2038 | 31.2038 | 31.2038
3 | 12 | 6 | 1687 | Yes |  | Pwr_1687 |  | 40.2182 | 40.2182 | 40.2182
3 | 12 | 7 | 1688 | Yes |  | Pwr_1688 |  | 48.5392 | 48.5392 | 48.5392
3 | 12 | 8 | 1689 | Yes |  | Pwr_1689 |  | 58.9405 | 58.9405 | 58.9405
3 | 12 | 9 | 1690 | Yes |  | Pwr_1690 |  | 71.422 | 71.422 | 71.422
3 | 12 | 10 | 1691 | Yes |  | Pwr_1691 |  | 68.6483 | 68.6483 | 68.6483
3 | 12 | 11 | 1692 | Yes |  | Pwr_1692 |  | 63.7944 | 63.7944 | 63.7944
3 | 12 | 12 | 1693 | Yes |  | Pwr_1693 |  | 65.8746 | 65.8746 | 65.8746
3 | 12 | 13 | 1694 | Yes |  | Pwr_1694 |  | 69.3417 | 69.3417 | 69.3417
3 | 12 | 14 | 1695 | Yes |  | Pwr_1695 |  | 70.7286 | 70.7286 | 70.7286
3 | 12 | 15 | 1696 | Yes |  | Pwr_1696 |  | 71.422 | 71.422 | 71.422
3 | 12 | 16 | 1697 | Yes |  | Pwr_1697 |  | 72.8088 | 72.8088 | 72.8088
3 | 12 | 17 | 1698 | Yes |  | Pwr_1698 |  | 58.9405 | 58.9405 | 58.9405
3 | 12 | 18 | 1699 | Yes |  | Pwr_1699 |  | 48.5392 | 48.5392 | 48.5392
3 | 12 | 19 | 1700 | Yes |  | Pwr_1700 |  | 38.1379 | 38.1379 | 38.1379
3 | 12 | 20 | 1701 | Yes |  | Pwr_1701 |  | 24.2696 | 24.2696 | 24.2696
3 | 12 | 21 | 1702 | Yes |  | Pwr_1702 |  | 13.8683 | 13.8683 | 13.8683
3 | 12 | 22 | 1703 | Yes |  | Pwr_1703 |  | 13.8683 | 13.8683 | 13.8683
3 | 12 | 23 | 1704 | Yes |  | Pwr_1704 |  | 13.8683 | 13.8683 | 13.8683
3 | 13 | 0 | 1705 | Yes |  | Pwr_1705 |  | 13.8683 | 13.8683 | 13.8683
3 | 13 | 1 | 1706 | Yes |  | Pwr_1706 |  | 13.8683 | 13.8683 | 13.8683
3 | 13 | 2 | 1707 | Yes |  | Pwr_1707 |  | 13.8683 | 13.8683 | 13.8683
3 | 13 | 3 | 1708 | Yes |  | Pwr_1708 |  | 13.8683 | 13.8683 | 13.8683
3 | 13 | 4 | 1709 | Yes |  | Pwr_1709 |  | 20.8025 | 20.8025 | 20.8025
3 | 13 | 5 | 1710 | Yes |  | Pwr_1710 |  | 31.2038 | 31.2038 | 31.2038
3 | 13 | 6 | 1711 | Yes |  | Pwr_1711 |  | 40.2182 | 40.2182 | 40.2182
3 | 13 | 7 | 1712 | Yes |  | Pwr_1712 |  | 48.5392 | 48.5392 | 48.5392
3 | 13 | 8 | 1713 | Yes |  | Pwr_1713 |  | 58.9405 | 58.9405 | 58.9405
3 | 13 | 9 | 1714 | Yes |  | Pwr_1714 |  | 71.422 | 71.422 | 71.422
3 | 13 | 10 | 1715 | Yes |  | Pwr_1715 |  | 68.6483 | 68.6483 | 68.6483
3 | 13 | 11 | 1716 | Yes |  | Pwr_1716 |  | 63.7944 | 63.7944 | 63.7944
3 | 13 | 12 | 1717 | Yes |  | Pwr_1717 |  | 65.8746 | 65.8746 | 65.8746
3 | 13 | 13 | 1718 | Yes |  | Pwr_1718 |  | 69.3417 | 69.3417 | 69.3417
3 | 13 | 14 | 1719 | Yes |  | Pwr_1719 |  | 70.7286 | 70.7286 | 70.7286
3 | 13 | 15 | 1720 | Yes |  | Pwr_1720 |  | 71.422 | 71.422 | 71.422
3 | 13 | 16 | 1721 | Yes |  | Pwr_1721 |  | 72.8088 | 72.8088 | 72.8088
3 | 13 | 17 | 1722 | Yes |  | Pwr_1722 |  | 58.9405 | 58.9405 | 58.9405
3 | 13 | 18 | 1723 | Yes |  | Pwr_1723 |  | 48.5392 | 48.5392 | 48.5392
3 | 13 | 19 | 1724 | Yes |  | Pwr_1724 |  | 38.1379 | 38.1379 | 38.1379
3 | 13 | 20 | 1725 | Yes |  | Pwr_1725 |  | 24.2696 | 24.2696 | 24.2696
3 | 13 | 21 | 1726 | Yes |  | Pwr_1726 |  | 13.8683 | 13.8683 | 13.8683
3 | 13 | 22 | 1727 | Yes |  | Pwr_1727 |  | 13.8683 | 13.8683 | 13.8683
3 | 13 | 23 | 1728 | Yes |  | Pwr_1728 |  | 13.8683 | 13.8683 | 13.8683
3 | 14 | 0 | 1729 | Saturday |  | Pwr_1729 |  | 13.8683 | 13.8683 | 13.8683
3 | 14 | 1 | 1730 | Saturday |  | Pwr_1730 |  | 13.8683 | 13.8683 | 13.8683
3 | 14 | 2 | 1731 | Saturday |  | Pwr_1731 |  | 13.8683 | 13.8683 | 13.8683
3 | 14 | 3 | 1732 | Saturday |  | Pwr_1732 |  | 13.8683 | 13.8683 | 13.8683
3 | 14 | 4 | 1733 | Saturday |  | Pwr_1733 |  | 20.8025 | 20.8025 | 20.8025
3 | 14 | 5 | 1734 | Saturday |  | Pwr_1734 |  | 31.2038 | 31.2038 | 31.2038
3 | 14 | 6 | 1735 | Saturday |  | Pwr_1735 |  | 40.2182 | 40.2182 | 40.2182
3 | 14 | 7 | 1736 | Saturday |  | Pwr_1736 |  | 48.5392 | 48.5392 | 48.5392
3 | 14 | 8 | 1737 | Saturday |  | Pwr_1737 |  | 58.9405 | 58.9405 | 58.9405
3 | 14 | 9 | 1738 | Saturday |  | Pwr_1738 |  | 71.422 | 71.422 | 71.422
3 | 14 | 10 | 1739 | Saturday |  | Pwr_1739 |  | 68.6483 | 68.6483 | 68.6483
3 | 14 | 11 | 1740 | Saturday |  | Pwr_1740 |  | 63.7944 | 63.7944 | 63.7944
3 | 14 | 12 | 1741 | Saturday |  | Pwr_1741 |  | 65.8746 | 65.8746 | 65.8746
3 | 14 | 13 | 1742 | Saturday |  | Pwr_1742 |  | 69.3417 | 69.3417 | 69.3417
3 | 14 | 14 | 1743 | Saturday |  | Pwr_1743 |  | 70.7286 | 70.7286 | 70.7286
3 | 14 | 15 | 1744 | Saturday |  | Pwr_1744 |  | 71.422 | 71.422 | 71.422
3 | 14 | 16 | 1745 | Saturday |  | Pwr_1745 |  | 72.8088 | 72.8088 | 72.8088
3 | 14 | 17 | 1746 | Saturday |  | Pwr_1746 |  | 58.9405 | 58.9405 | 58.9405
3 | 14 | 18 | 1747 | Saturday |  | Pwr_1747 |  | 48.5392 | 48.5392 | 48.5392
3 | 14 | 19 | 1748 | Saturday |  | Pwr_1748 |  | 38.1379 | 38.1379 | 38.1379
3 | 14 | 20 | 1749 | Saturday |  | Pwr_1749 |  | 24.2696 | 24.2696 | 24.2696
3 | 14 | 21 | 1750 | Saturday |  | Pwr_1750 |  | 13.8683 | 13.8683 | 13.8683
3 | 14 | 22 | 1751 | Saturday |  | Pwr_1751 |  | 13.8683 | 13.8683 | 13.8683
3 | 14 | 23 | 1752 | Saturday |  | Pwr_1752 |  | 13.8683 | 13.8683 | 13.8683
3 | 15 | 0 | 1753 | Sunday |  | Pwr_1753 |  | 13.8683 | 13.8683 | 13.8683
3 | 15 | 1 | 1754 | Sunday |  | Pwr_1754 |  | 13.8683 | 13.8683 | 13.8683
3 | 15 | 2 | 1755 | Sunday |  | Pwr_1755 |  | 13.8683 | 13.8683 | 13.8683
3 | 15 | 3 | 1756 | Sunday |  | Pwr_1756 |  | 13.8683 | 13.8683 | 13.8683
3 | 15 | 4 | 1757 | Sunday |  | Pwr_1757 |  | 20.8025 | 20.8025 | 20.8025
3 | 15 | 5 | 1758 | Sunday |  | Pwr_1758 |  | 31.2038 | 31.2038 | 31.2038
3 | 15 | 6 | 1759 | Sunday |  | Pwr_1759 |  | 40.2182 | 40.2182 | 40.2182
3 | 15 | 7 | 1760 | Sunday |  | Pwr_1760 |  | 48.5392 | 48.5392 | 48.5392
3 | 15 | 8 | 1761 | Sunday |  | Pwr_1761 |  | 58.9405 | 58.9405 | 58.9405
3 | 15 | 9 | 1762 | Sunday |  | Pwr_1762 |  | 71.422 | 71.422 | 71.422
3 | 15 | 10 | 1763 | Sunday |  | Pwr_1763 |  | 68.6483 | 68.6483 | 68.6483
3 | 15 | 11 | 1764 | Sunday |  | Pwr_1764 |  | 63.7944 | 63.7944 | 63.7944
3 | 15 | 12 | 1765 | Sunday |  | Pwr_1765 |  | 65.8746 | 65.8746 | 65.8746
3 | 15 | 13 | 1766 | Sunday |  | Pwr_1766 |  | 69.3417 | 69.3417 | 69.3417
3 | 15 | 14 | 1767 | Sunday |  | Pwr_1767 |  | 70.7286 | 70.7286 | 70.7286
3 | 15 | 15 | 1768 | Sunday |  | Pwr_1768 |  | 71.422 | 71.422 | 71.422
3 | 15 | 16 | 1769 | Sunday |  | Pwr_1769 |  | 72.8088 | 72.8088 | 72.8088
3 | 15 | 17 | 1770 | Sunday |  | Pwr_1770 |  | 58.9405 | 58.9405 | 58.9405
3 | 15 | 18 | 1771 | Sunday |  | Pwr_1771 |  | 48.5392 | 48.5392 | 48.5392
3 | 15 | 19 | 1772 | Sunday |  | Pwr_1772 |  | 38.1379 | 38.1379 | 38.1379
3 | 15 | 20 | 1773 | Sunday |  | Pwr_1773 |  | 24.2696 | 24.2696 | 24.2696
3 | 15 | 21 | 1774 | Sunday |  | Pwr_1774 |  | 13.8683 | 13.8683 | 13.8683
3 | 15 | 22 | 1775 | Sunday |  | Pwr_1775 |  | 13.8683 | 13.8683 | 13.8683
3 | 15 | 23 | 1776 | Sunday |  | Pwr_1776 |  | 13.8683 | 13.8683 | 13.8683
3 | 16 | 0 | 1777 | Yes |  | Pwr_1777 |  | 13.8683 | 13.8683 | 13.8683
3 | 16 | 1 | 1778 | Yes |  | Pwr_1778 |  | 13.8683 | 13.8683 | 13.8683
3 | 16 | 2 | 1779 | Yes |  | Pwr_1779 |  | 13.8683 | 13.8683 | 13.8683
3 | 16 | 3 | 1780 | Yes |  | Pwr_1780 |  | 13.8683 | 13.8683 | 13.8683
3 | 16 | 4 | 1781 | Yes |  | Pwr_1781 |  | 20.8025 | 20.8025 | 20.8025
3 | 16 | 5 | 1782 | Yes |  | Pwr_1782 |  | 31.2038 | 31.2038 | 31.2038
3 | 16 | 6 | 1783 | Yes |  | Pwr_1783 |  | 40.2182 | 40.2182 | 40.2182
3 | 16 | 7 | 1784 | Yes |  | Pwr_1784 |  | 48.5392 | 48.5392 | 48.5392
3 | 16 | 8 | 1785 | Yes |  | Pwr_1785 |  | 58.9405 | 58.9405 | 58.9405
3 | 16 | 9 | 1786 | Yes |  | Pwr_1786 |  | 71.422 | 71.422 | 71.422
3 | 16 | 10 | 1787 | Yes |  | Pwr_1787 |  | 68.6483 | 68.6483 | 68.6483
3 | 16 | 11 | 1788 | Yes |  | Pwr_1788 |  | 63.7944 | 63.7944 | 63.7944
3 | 16 | 12 | 1789 | Yes |  | Pwr_1789 |  | 65.8746 | 65.8746 | 65.8746
3 | 16 | 13 | 1790 | Yes |  | Pwr_1790 |  | 69.3417 | 69.3417 | 69.3417
3 | 16 | 14 | 1791 | Yes |  | Pwr_1791 |  | 70.7286 | 70.7286 | 70.7286
3 | 16 | 15 | 1792 | Yes |  | Pwr_1792 |  | 71.422 | 71.422 | 71.422
3 | 16 | 16 | 1793 | Yes |  | Pwr_1793 |  | 72.8088 | 72.8088 | 72.8088
3 | 16 | 17 | 1794 | Yes |  | Pwr_1794 |  | 58.9405 | 58.9405 | 58.9405
3 | 16 | 18 | 1795 | Yes |  | Pwr_1795 |  | 48.5392 | 48.5392 | 48.5392
3 | 16 | 19 | 1796 | Yes |  | Pwr_1796 |  | 38.1379 | 38.1379 | 38.1379
3 | 16 | 20 | 1797 | Yes |  | Pwr_1797 |  | 24.2696 | 24.2696 | 24.2696
3 | 16 | 21 | 1798 | Yes |  | Pwr_1798 |  | 13.8683 | 13.8683 | 13.8683
3 | 16 | 22 | 1799 | Yes |  | Pwr_1799 |  | 13.8683 | 13.8683 | 13.8683
3 | 16 | 23 | 1800 | Yes |  | Pwr_1800 |  | 13.8683 | 13.8683 | 13.8683
3 | 17 | 0 | 1801 | Yes |  | Pwr_1801 |  | 13.8683 | 13.8683 | 13.8683
3 | 17 | 1 | 1802 | Yes |  | Pwr_1802 |  | 13.8683 | 13.8683 | 13.8683
3 | 17 | 2 | 1803 | Yes |  | Pwr_1803 |  | 13.8683 | 13.8683 | 13.8683
3 | 17 | 3 | 1804 | Yes |  | Pwr_1804 |  | 13.8683 | 13.8683 | 13.8683
3 | 17 | 4 | 1805 | Yes |  | Pwr_1805 |  | 13.8683 | 13.8683 | 13.8683
3 | 17 | 5 | 1806 | Yes |  | Pwr_1806 |  | 13.8683 | 13.8683 | 13.8683
3 | 17 | 6 | 1807 | Yes |  | Pwr_1807 |  | 13.8683 | 13.8683 | 13.8683
3 | 17 | 7 | 1808 | Yes |  | Pwr_1808 |  | 13.8683 | 13.8683 | 13.8683
3 | 17 | 8 | 1809 | Yes |  | Pwr_1809 |  | 13.8683 | 13.8683 | 13.8683
3 | 17 | 9 | 1810 | Yes |  | Pwr_1810 |  | 13.8683 | 13.8683 | 13.8683
3 | 17 | 10 | 1811 | Yes |  | Pwr_1811 |  | 13.8683 | 13.8683 | 13.8683
3 | 17 | 11 | 1812 | Yes |  | Pwr_1812 |  | 13.8683 | 13.8683 | 13.8683
3 | 17 | 12 | 1813 | Yes |  | Pwr_1813 |  | 13.8683 | 13.8683 | 13.8683
3 | 17 | 13 | 1814 | Yes |  | Pwr_1814 |  | 13.8683 | 13.8683 | 13.8683
3 | 17 | 14 | 1815 | Yes |  | Pwr_1815 |  | 13.8683 | 13.8683 | 13.8683
3 | 17 | 15 | 1816 | Yes |  | Pwr_1816 |  | 13.8683 | 13.8683 | 13.8683
3 | 17 | 16 | 1817 | Yes |  | Pwr_1817 |  | 13.8683 | 13.8683 | 13.8683
3 | 17 | 17 | 1818 | Yes |  | Pwr_1818 |  | 13.8683 | 13.8683 | 13.8683
3 | 17 | 18 | 1819 | Yes |  | Pwr_1819 |  | 13.8683 | 13.8683 | 13.8683
3 | 17 | 19 | 1820 | Yes |  | Pwr_1820 |  | 13.8683 | 13.8683 | 13.8683
3 | 17 | 20 | 1821 | Yes |  | Pwr_1821 |  | 13.8683 | 13.8683 | 13.8683
3 | 17 | 21 | 1822 | Yes |  | Pwr_1822 |  | 13.8683 | 13.8683 | 13.8683
3 | 17 | 22 | 1823 | Yes |  | Pwr_1823 |  | 13.8683 | 13.8683 | 13.8683
3 | 17 | 23 | 1824 | Yes |  | Pwr_1824 |  | 13.8683 | 13.8683 | 13.8683
3 | 18 | 0 | 1825 | Yes |  | Pwr_1825 |  | 13.8683 | 13.8683 | 13.8683
3 | 18 | 1 | 1826 | Yes |  | Pwr_1826 |  | 13.8683 | 13.8683 | 13.8683
3 | 18 | 2 | 1827 | Yes |  | Pwr_1827 |  | 13.8683 | 13.8683 | 13.8683
3 | 18 | 3 | 1828 | Yes |  | Pwr_1828 |  | 13.8683 | 13.8683 | 13.8683
3 | 18 | 4 | 1829 | Yes |  | Pwr_1829 |  | 13.8683 | 13.8683 | 13.8683
3 | 18 | 5 | 1830 | Yes |  | Pwr_1830 |  | 13.8683 | 13.8683 | 13.8683
3 | 18 | 6 | 1831 | Yes |  | Pwr_1831 |  | 13.8683 | 13.8683 | 13.8683
3 | 18 | 7 | 1832 | Yes |  | Pwr_1832 |  | 13.8683 | 13.8683 | 13.8683
3 | 18 | 8 | 1833 | Yes |  | Pwr_1833 |  | 13.8683 | 13.8683 | 13.8683
3 | 18 | 9 | 1834 | Yes |  | Pwr_1834 |  | 13.8683 | 13.8683 | 13.8683
3 | 18 | 10 | 1835 | Yes |  | Pwr_1835 |  | 13.8683 | 13.8683 | 13.8683
3 | 18 | 11 | 1836 | Yes |  | Pwr_1836 |  | 13.8683 | 13.8683 | 13.8683
3 | 18 | 12 | 1837 | Yes |  | Pwr_1837 |  | 13.8683 | 13.8683 | 13.8683
3 | 18 | 13 | 1838 | Yes |  | Pwr_1838 |  | 13.8683 | 13.8683 | 13.8683
3 | 18 | 14 | 1839 | Yes |  | Pwr_1839 |  | 13.8683 | 13.8683 | 13.8683
3 | 18 | 15 | 1840 | Yes |  | Pwr_1840 |  | 13.8683 | 13.8683 | 13.8683
3 | 18 | 16 | 1841 | Yes |  | Pwr_1841 |  | 13.8683 | 13.8683 | 13.8683
3 | 18 | 17 | 1842 | Yes |  | Pwr_1842 |  | 13.8683 | 13.8683 | 13.8683
3 | 18 | 18 | 1843 | Yes |  | Pwr_1843 |  | 13.8683 | 13.8683 | 13.8683
3 | 18 | 19 | 1844 | Yes |  | Pwr_1844 |  | 13.8683 | 13.8683 | 13.8683
3 | 18 | 20 | 1845 | Yes |  | Pwr_1845 |  | 13.8683 | 13.8683 | 13.8683
3 | 18 | 21 | 1846 | Yes |  | Pwr_1846 |  | 13.8683 | 13.8683 | 13.8683
3 | 18 | 22 | 1847 | Yes |  | Pwr_1847 |  | 13.8683 | 13.8683 | 13.8683
3 | 18 | 23 | 1848 | Yes |  | Pwr_1848 |  | 13.8683 | 13.8683 | 13.8683
3 | 19 | 0 | 1849 | Yes |  | Pwr_1849 |  | 13.8683 | 13.8683 | 13.8683
3 | 19 | 1 | 1850 | Yes |  | Pwr_1850 |  | 13.8683 | 13.8683 | 13.8683
3 | 19 | 2 | 1851 | Yes |  | Pwr_1851 |  | 13.8683 | 13.8683 | 13.8683
3 | 19 | 3 | 1852 | Yes |  | Pwr_1852 |  | 13.8683 | 13.8683 | 13.8683
3 | 19 | 4 | 1853 | Yes |  | Pwr_1853 |  | 20.8025 | 20.8025 | 20.8025
3 | 19 | 5 | 1854 | Yes |  | Pwr_1854 |  | 31.2038 | 31.2038 | 31.2038
3 | 19 | 6 | 1855 | Yes |  | Pwr_1855 |  | 40.2182 | 40.2182 | 40.2182
3 | 19 | 7 | 1856 | Yes |  | Pwr_1856 |  | 48.5392 | 48.5392 | 48.5392
3 | 19 | 8 | 1857 | Yes |  | Pwr_1857 |  | 58.9405 | 58.9405 | 58.9405
3 | 19 | 9 | 1858 | Yes |  | Pwr_1858 |  | 71.422 | 71.422 | 71.422
3 | 19 | 10 | 1859 | Yes |  | Pwr_1859 |  | 68.6483 | 68.6483 | 68.6483
3 | 19 | 11 | 1860 | Yes |  | Pwr_1860 |  | 63.7944 | 63.7944 | 63.7944
3 | 19 | 12 | 1861 | Yes |  | Pwr_1861 |  | 65.8746 | 65.8746 | 65.8746
3 | 19 | 13 | 1862 | Yes |  | Pwr_1862 |  | 69.3417 | 69.3417 | 69.3417
3 | 19 | 14 | 1863 | Yes |  | Pwr_1863 |  | 70.7286 | 70.7286 | 70.7286
3 | 19 | 15 | 1864 | Yes |  | Pwr_1864 |  | 71.422 | 71.422 | 71.422
3 | 19 | 16 | 1865 | Yes |  | Pwr_1865 |  | 72.8088 | 72.8088 | 72.8088
3 | 19 | 17 | 1866 | Yes |  | Pwr_1866 |  | 58.9405 | 58.9405 | 58.9405
3 | 19 | 18 | 1867 | Yes |  | Pwr_1867 |  | 48.5392 | 48.5392 | 48.5392
3 | 19 | 19 | 1868 | Yes |  | Pwr_1868 |  | 38.1379 | 38.1379 | 38.1379
3 | 19 | 20 | 1869 | Yes |  | Pwr_1869 |  | 24.2696 | 24.2696 | 24.2696
3 | 19 | 21 | 1870 | Yes |  | Pwr_1870 |  | 13.8683 | 13.8683 | 13.8683
3 | 19 | 22 | 1871 | Yes |  | Pwr_1871 |  | 13.8683 | 13.8683 | 13.8683
3 | 19 | 23 | 1872 | Yes |  | Pwr_1872 |  | 13.8683 | 13.8683 | 13.8683
3 | 20 | 0 | 1873 | Yes |  | Pwr_1873 |  | 13.8683 | 13.8683 | 13.8683
3 | 20 | 1 | 1874 | Yes |  | Pwr_1874 |  | 13.8683 | 13.8683 | 13.8683
3 | 20 | 2 | 1875 | Yes |  | Pwr_1875 |  | 13.8683 | 13.8683 | 13.8683
3 | 20 | 3 | 1876 | Yes |  | Pwr_1876 |  | 13.8683 | 13.8683 | 13.8683
3 | 20 | 4 | 1877 | Yes |  | Pwr_1877 |  | 20.8025 | 20.8025 | 20.8025
3 | 20 | 5 | 1878 | Yes |  | Pwr_1878 |  | 31.2038 | 31.2038 | 31.2038
3 | 20 | 6 | 1879 | Yes |  | Pwr_1879 |  | 40.2182 | 40.2182 | 40.2182
3 | 20 | 7 | 1880 | Yes |  | Pwr_1880 |  | 48.5392 | 48.5392 | 48.5392
3 | 20 | 8 | 1881 | Yes |  | Pwr_1881 |  | 58.9405 | 58.9405 | 58.9405
3 | 20 | 9 | 1882 | Yes |  | Pwr_1882 |  | 71.422 | 71.422 | 71.422
3 | 20 | 10 | 1883 | Yes |  | Pwr_1883 |  | 68.6483 | 68.6483 | 68.6483
3 | 20 | 11 | 1884 | Yes |  | Pwr_1884 |  | 63.7944 | 63.7944 | 63.7944
3 | 20 | 12 | 1885 | Yes |  | Pwr_1885 |  | 65.8746 | 65.8746 | 65.8746
3 | 20 | 13 | 1886 | Yes |  | Pwr_1886 |  | 69.3417 | 69.3417 | 69.3417
3 | 20 | 14 | 1887 | Yes |  | Pwr_1887 |  | 70.7286 | 70.7286 | 70.7286
3 | 20 | 15 | 1888 | Yes |  | Pwr_1888 |  | 71.422 | 71.422 | 71.422
3 | 20 | 16 | 1889 | Yes |  | Pwr_1889 |  | 72.8088 | 72.8088 | 72.8088
3 | 20 | 17 | 1890 | Yes |  | Pwr_1890 |  | 58.9405 | 58.9405 | 58.9405
3 | 20 | 18 | 1891 | Yes |  | Pwr_1891 |  | 48.5392 | 48.5392 | 48.5392
3 | 20 | 19 | 1892 | Yes |  | Pwr_1892 |  | 38.1379 | 38.1379 | 38.1379
3 | 20 | 20 | 1893 | Yes |  | Pwr_1893 |  | 24.2696 | 24.2696 | 24.2696
3 | 20 | 21 | 1894 | Yes |  | Pwr_1894 |  | 13.8683 | 13.8683 | 13.8683
3 | 20 | 22 | 1895 | Yes |  | Pwr_1895 |  | 13.8683 | 13.8683 | 13.8683
3 | 20 | 23 | 1896 | Yes |  | Pwr_1896 |  | 13.8683 | 13.8683 | 13.8683
3 | 21 | 0 | 1897 | Saturday |  | Pwr_1897 |  | 13.8683 | 13.8683 | 13.8683
3 | 21 | 1 | 1898 | Saturday |  | Pwr_1898 |  | 13.8683 | 13.8683 | 13.8683
3 | 21 | 2 | 1899 | Saturday |  | Pwr_1899 |  | 13.8683 | 13.8683 | 13.8683
3 | 21 | 3 | 1900 | Saturday |  | Pwr_1900 |  | 13.8683 | 13.8683 | 13.8683
3 | 21 | 4 | 1901 | Saturday |  | Pwr_1901 |  | 20.8025 | 20.8025 | 20.8025
3 | 21 | 5 | 1902 | Saturday |  | Pwr_1902 |  | 31.2038 | 31.2038 | 31.2038
3 | 21 | 6 | 1903 | Saturday |  | Pwr_1903 |  | 40.2182 | 40.2182 | 40.2182
3 | 21 | 7 | 1904 | Saturday |  | Pwr_1904 |  | 48.5392 | 48.5392 | 48.5392
3 | 21 | 8 | 1905 | Saturday |  | Pwr_1905 |  | 58.9405 | 58.9405 | 58.9405
3 | 21 | 9 | 1906 | Saturday |  | Pwr_1906 |  | 71.422 | 71.422 | 71.422
3 | 21 | 10 | 1907 | Saturday |  | Pwr_1907 |  | 68.6483 | 68.6483 | 68.6483
3 | 21 | 11 | 1908 | Saturday |  | Pwr_1908 |  | 63.7944 | 63.7944 | 63.7944
3 | 21 | 12 | 1909 | Saturday |  | Pwr_1909 |  | 65.8746 | 65.8746 | 65.8746
3 | 21 | 13 | 1910 | Saturday |  | Pwr_1910 |  | 69.3417 | 69.3417 | 69.3417
3 | 21 | 14 | 1911 | Saturday |  | Pwr_1911 |  | 70.7286 | 70.7286 | 70.7286
3 | 21 | 15 | 1912 | Saturday |  | Pwr_1912 |  | 71.422 | 71.422 | 71.422
3 | 21 | 16 | 1913 | Saturday |  | Pwr_1913 |  | 72.8088 | 72.8088 | 72.8088
3 | 21 | 17 | 1914 | Saturday |  | Pwr_1914 |  | 58.9405 | 58.9405 | 58.9405
3 | 21 | 18 | 1915 | Saturday |  | Pwr_1915 |  | 48.5392 | 48.5392 | 48.5392
3 | 21 | 19 | 1916 | Saturday |  | Pwr_1916 |  | 38.1379 | 38.1379 | 38.1379
3 | 21 | 20 | 1917 | Saturday |  | Pwr_1917 |  | 24.2696 | 24.2696 | 24.2696
3 | 21 | 21 | 1918 | Saturday |  | Pwr_1918 |  | 13.8683 | 13.8683 | 13.8683
3 | 21 | 22 | 1919 | Saturday |  | Pwr_1919 |  | 13.8683 | 13.8683 | 13.8683
3 | 21 | 23 | 1920 | Saturday |  | Pwr_1920 |  | 13.8683 | 13.8683 | 13.8683
3 | 22 | 0 | 1921 | Sunday |  | Pwr_1921 |  | 13.8683 | 13.8683 | 13.8683
3 | 22 | 1 | 1922 | Sunday |  | Pwr_1922 |  | 13.8683 | 13.8683 | 13.8683
3 | 22 | 2 | 1923 | Sunday |  | Pwr_1923 |  | 13.8683 | 13.8683 | 13.8683
3 | 22 | 3 | 1924 | Sunday |  | Pwr_1924 |  | 13.8683 | 13.8683 | 13.8683
3 | 22 | 4 | 1925 | Sunday |  | Pwr_1925 |  | 20.8025 | 20.8025 | 20.8025
3 | 22 | 5 | 1926 | Sunday |  | Pwr_1926 |  | 31.2038 | 31.2038 | 31.2038
3 | 22 | 6 | 1927 | Sunday |  | Pwr_1927 |  | 40.2182 | 40.2182 | 40.2182
3 | 22 | 7 | 1928 | Sunday |  | Pwr_1928 |  | 48.5392 | 48.5392 | 48.5392
3 | 22 | 8 | 1929 | Sunday |  | Pwr_1929 |  | 58.9405 | 58.9405 | 58.9405
3 | 22 | 9 | 1930 | Sunday |  | Pwr_1930 |  | 71.422 | 71.422 | 71.422
3 | 22 | 10 | 1931 | Sunday |  | Pwr_1931 |  | 68.6483 | 68.6483 | 68.6483
3 | 22 | 11 | 1932 | Sunday |  | Pwr_1932 |  | 63.7944 | 63.7944 | 63.7944
3 | 22 | 12 | 1933 | Sunday |  | Pwr_1933 |  | 65.8746 | 65.8746 | 65.8746
3 | 22 | 13 | 1934 | Sunday |  | Pwr_1934 |  | 69.3417 | 69.3417 | 69.3417
3 | 22 | 14 | 1935 | Sunday |  | Pwr_1935 |  | 70.7286 | 70.7286 | 70.7286
3 | 22 | 15 | 1936 | Sunday |  | Pwr_1936 |  | 71.422 | 71.422 | 71.422
3 | 22 | 16 | 1937 | Sunday |  | Pwr_1937 |  | 72.8088 | 72.8088 | 72.8088
3 | 22 | 17 | 1938 | Sunday |  | Pwr_1938 |  | 58.9405 | 58.9405 | 58.9405
3 | 22 | 18 | 1939 | Sunday |  | Pwr_1939 |  | 48.5392 | 48.5392 | 48.5392
3 | 22 | 19 | 1940 | Sunday |  | Pwr_1940 |  | 38.1379 | 38.1379 | 38.1379
3 | 22 | 20 | 1941 | Sunday |  | Pwr_1941 |  | 24.2696 | 24.2696 | 24.2696
3 | 22 | 21 | 1942 | Sunday |  | Pwr_1942 |  | 13.8683 | 13.8683 | 13.8683
3 | 22 | 22 | 1943 | Sunday |  | Pwr_1943 |  | 13.8683 | 13.8683 | 13.8683
3 | 22 | 23 | 1944 | Sunday |  | Pwr_1944 |  | 13.8683 | 13.8683 | 13.8683
3 | 23 | 0 | 1945 | Yes |  | Pwr_1945 |  | 13.8683 | 13.8683 | 13.8683
3 | 23 | 1 | 1946 | Yes |  | Pwr_1946 |  | 13.8683 | 13.8683 | 13.8683
3 | 23 | 2 | 1947 | Yes |  | Pwr_1947 |  | 13.8683 | 13.8683 | 13.8683
3 | 23 | 3 | 1948 | Yes |  | Pwr_1948 |  | 13.8683 | 13.8683 | 13.8683
3 | 23 | 4 | 1949 | Yes |  | Pwr_1949 |  | 20.8025 | 20.8025 | 20.8025
3 | 23 | 5 | 1950 | Yes |  | Pwr_1950 |  | 31.2038 | 31.2038 | 31.2038
3 | 23 | 6 | 1951 | Yes |  | Pwr_1951 |  | 40.2182 | 40.2182 | 40.2182
3 | 23 | 7 | 1952 | Yes |  | Pwr_1952 |  | 48.5392 | 48.5392 | 48.5392
3 | 23 | 8 | 1953 | Yes |  | Pwr_1953 |  | 58.9405 | 58.9405 | 58.9405
3 | 23 | 9 | 1954 | Yes |  | Pwr_1954 |  | 71.422 | 71.422 | 71.422
3 | 23 | 10 | 1955 | Yes |  | Pwr_1955 |  | 68.6483 | 68.6483 | 68.6483
3 | 23 | 11 | 1956 | Yes |  | Pwr_1956 |  | 63.7944 | 63.7944 | 63.7944
3 | 23 | 12 | 1957 | Yes |  | Pwr_1957 |  | 65.8746 | 65.8746 | 65.8746
3 | 23 | 13 | 1958 | Yes |  | Pwr_1958 |  | 69.3417 | 69.3417 | 69.3417
3 | 23 | 14 | 1959 | Yes |  | Pwr_1959 |  | 70.7286 | 70.7286 | 70.7286
3 | 23 | 15 | 1960 | Yes |  | Pwr_1960 |  | 71.422 | 71.422 | 71.422
3 | 23 | 16 | 1961 | Yes |  | Pwr_1961 |  | 72.8088 | 72.8088 | 72.8088
3 | 23 | 17 | 1962 | Yes |  | Pwr_1962 |  | 58.9405 | 58.9405 | 58.9405
3 | 23 | 18 | 1963 | Yes |  | Pwr_1963 |  | 48.5392 | 48.5392 | 48.5392
3 | 23 | 19 | 1964 | Yes |  | Pwr_1964 |  | 38.1379 | 38.1379 | 38.1379
3 | 23 | 20 | 1965 | Yes |  | Pwr_1965 |  | 24.2696 | 24.2696 | 24.2696
3 | 23 | 21 | 1966 | Yes |  | Pwr_1966 |  | 13.8683 | 13.8683 | 13.8683
3 | 23 | 22 | 1967 | Yes |  | Pwr_1967 |  | 13.8683 | 13.8683 | 13.8683
3 | 23 | 23 | 1968 | Yes |  | Pwr_1968 |  | 13.8683 | 13.8683 | 13.8683
3 | 24 | 0 | 1969 | Yes |  | Pwr_1969 |  | 13.8683 | 13.8683 | 13.8683
3 | 24 | 1 | 1970 | Yes |  | Pwr_1970 |  | 13.8683 | 13.8683 | 13.8683
3 | 24 | 2 | 1971 | Yes |  | Pwr_1971 |  | 13.8683 | 13.8683 | 13.8683
3 | 24 | 3 | 1972 | Yes |  | Pwr_1972 |  | 13.8683 | 13.8683 | 13.8683
3 | 24 | 4 | 1973 | Yes |  | Pwr_1973 |  | 13.8683 | 13.8683 | 13.8683
3 | 24 | 5 | 1974 | Yes |  | Pwr_1974 |  | 13.8683 | 13.8683 | 13.8683
3 | 24 | 6 | 1975 | Yes |  | Pwr_1975 |  | 13.8683 | 13.8683 | 13.8683
3 | 24 | 7 | 1976 | Yes |  | Pwr_1976 |  | 13.8683 | 13.8683 | 13.8683
3 | 24 | 8 | 1977 | Yes |  | Pwr_1977 |  | 13.8683 | 13.8683 | 13.8683
3 | 24 | 9 | 1978 | Yes |  | Pwr_1978 |  | 13.8683 | 13.8683 | 13.8683
3 | 24 | 10 | 1979 | Yes |  | Pwr_1979 |  | 13.8683 | 13.8683 | 13.8683
3 | 24 | 11 | 1980 | Yes |  | Pwr_1980 |  | 13.8683 | 13.8683 | 13.8683
3 | 24 | 12 | 1981 | Yes |  | Pwr_1981 |  | 13.8683 | 13.8683 | 13.8683
3 | 24 | 13 | 1982 | Yes |  | Pwr_1982 |  | 13.8683 | 13.8683 | 13.8683
3 | 24 | 14 | 1983 | Yes |  | Pwr_1983 |  | 13.8683 | 13.8683 | 13.8683
3 | 24 | 15 | 1984 | Yes |  | Pwr_1984 |  | 13.8683 | 13.8683 | 13.8683
3 | 24 | 16 | 1985 | Yes |  | Pwr_1985 |  | 13.8683 | 13.8683 | 13.8683
3 | 24 | 17 | 1986 | Yes |  | Pwr_1986 |  | 13.8683 | 13.8683 | 13.8683
3 | 24 | 18 | 1987 | Yes |  | Pwr_1987 |  | 13.8683 | 13.8683 | 13.8683
3 | 24 | 19 | 1988 | Yes |  | Pwr_1988 |  | 13.8683 | 13.8683 | 13.8683
3 | 24 | 20 | 1989 | Yes |  | Pwr_1989 |  | 13.8683 | 13.8683 | 13.8683
3 | 24 | 21 | 1990 | Yes |  | Pwr_1990 |  | 13.8683 | 13.8683 | 13.8683
3 | 24 | 22 | 1991 | Yes |  | Pwr_1991 |  | 13.8683 | 13.8683 | 13.8683
3 | 24 | 23 | 1992 | Yes |  | Pwr_1992 |  | 13.8683 | 13.8683 | 13.8683
3 | 25 | 0 | 1993 | Yes |  | Pwr_1993 |  | 13.8683 | 13.8683 | 13.8683
3 | 25 | 1 | 1994 | Yes |  | Pwr_1994 |  | 13.8683 | 13.8683 | 13.8683
3 | 25 | 2 | 1995 | Yes |  | Pwr_1995 |  | 13.8683 | 13.8683 | 13.8683
3 | 25 | 3 | 1996 | Yes |  | Pwr_1996 |  | 13.8683 | 13.8683 | 13.8683
3 | 25 | 4 | 1997 | Yes |  | Pwr_1997 |  | 13.8683 | 13.8683 | 13.8683
3 | 25 | 5 | 1998 | Yes |  | Pwr_1998 |  | 13.8683 | 13.8683 | 13.8683
3 | 25 | 6 | 1999 | Yes |  | Pwr_1999 |  | 13.8683 | 13.8683 | 13.8683
3 | 25 | 7 | 2000 | Yes |  | Pwr_2000 |  | 13.8683 | 13.8683 | 13.8683
3 | 25 | 8 | 2001 | Yes |  | Pwr_2001 |  | 13.8683 | 13.8683 | 13.8683
3 | 25 | 9 | 2002 | Yes |  | Pwr_2002 |  | 13.8683 | 13.8683 | 13.8683
3 | 25 | 10 | 2003 | Yes |  | Pwr_2003 |  | 13.8683 | 13.8683 | 13.8683
3 | 25 | 11 | 2004 | Yes |  | Pwr_2004 |  | 13.8683 | 13.8683 | 13.8683
3 | 25 | 12 | 2005 | Yes |  | Pwr_2005 |  | 13.8683 | 13.8683 | 13.8683
3 | 25 | 13 | 2006 | Yes |  | Pwr_2006 |  | 13.8683 | 13.8683 | 13.8683
3 | 25 | 14 | 2007 | Yes |  | Pwr_2007 |  | 13.8683 | 13.8683 | 13.8683
3 | 25 | 15 | 2008 | Yes |  | Pwr_2008 |  | 13.8683 | 13.8683 | 13.8683
3 | 25 | 16 | 2009 | Yes |  | Pwr_2009 |  | 13.8683 | 13.8683 | 13.8683
3 | 25 | 17 | 2010 | Yes |  | Pwr_2010 |  | 13.8683 | 13.8683 | 13.8683
3 | 25 | 18 | 2011 | Yes |  | Pwr_2011 |  | 13.8683 | 13.8683 | 13.8683
3 | 25 | 19 | 2012 | Yes |  | Pwr_2012 |  | 13.8683 | 13.8683 | 13.8683
3 | 25 | 20 | 2013 | Yes |  | Pwr_2013 |  | 13.8683 | 13.8683 | 13.8683
3 | 25 | 21 | 2014 | Yes |  | Pwr_2014 |  | 13.8683 | 13.8683 | 13.8683
3 | 25 | 22 | 2015 | Yes |  | Pwr_2015 |  | 13.8683 | 13.8683 | 13.8683
3 | 25 | 23 | 2016 | Yes |  | Pwr_2016 |  | 13.8683 | 13.8683 | 13.8683
3 | 26 | 0 | 2017 | Yes |  | Pwr_2017 |  | 13.8683 | 13.8683 | 13.8683
3 | 26 | 1 | 2018 | Yes |  | Pwr_2018 |  | 13.8683 | 13.8683 | 13.8683
3 | 26 | 2 | 2019 | Yes |  | Pwr_2019 |  | 13.8683 | 13.8683 | 13.8683
3 | 26 | 3 | 2020 | Yes |  | Pwr_2020 |  | 13.8683 | 13.8683 | 13.8683
3 | 26 | 4 | 2021 | Yes |  | Pwr_2021 |  | 20.8025 | 20.8025 | 20.8025
3 | 26 | 5 | 2022 | Yes |  | Pwr_2022 |  | 31.2038 | 31.2038 | 31.2038
3 | 26 | 6 | 2023 | Yes |  | Pwr_2023 |  | 40.2182 | 40.2182 | 40.2182
3 | 26 | 7 | 2024 | Yes |  | Pwr_2024 |  | 48.5392 | 48.5392 | 48.5392
3 | 26 | 8 | 2025 | Yes |  | Pwr_2025 |  | 58.9405 | 58.9405 | 58.9405
3 | 26 | 9 | 2026 | Yes |  | Pwr_2026 |  | 71.422 | 71.422 | 71.422
3 | 26 | 10 | 2027 | Yes |  | Pwr_2027 |  | 68.6483 | 68.6483 | 68.6483
3 | 26 | 11 | 2028 | Yes |  | Pwr_2028 |  | 63.7944 | 63.7944 | 63.7944
3 | 26 | 12 | 2029 | Yes |  | Pwr_2029 |  | 65.8746 | 65.8746 | 65.8746
3 | 26 | 13 | 2030 | Yes |  | Pwr_2030 |  | 69.3417 | 69.3417 | 69.3417
3 | 26 | 14 | 2031 | Yes |  | Pwr_2031 |  | 70.7286 | 70.7286 | 70.7286
3 | 26 | 15 | 2032 | Yes |  | Pwr_2032 |  | 71.422 | 71.422 | 71.422
3 | 26 | 16 | 2033 | Yes |  | Pwr_2033 |  | 72.8088 | 72.8088 | 72.8088
3 | 26 | 17 | 2034 | Yes |  | Pwr_2034 |  | 58.9405 | 58.9405 | 58.9405
3 | 26 | 18 | 2035 | Yes |  | Pwr_2035 |  | 48.5392 | 48.5392 | 48.5392
3 | 26 | 19 | 2036 | Yes |  | Pwr_2036 |  | 38.1379 | 38.1379 | 38.1379
3 | 26 | 20 | 2037 | Yes |  | Pwr_2037 |  | 24.2696 | 24.2696 | 24.2696
3 | 26 | 21 | 2038 | Yes |  | Pwr_2038 |  | 13.8683 | 13.8683 | 13.8683
3 | 26 | 22 | 2039 | Yes |  | Pwr_2039 |  | 13.8683 | 13.8683 | 13.8683
3 | 26 | 23 | 2040 | Yes |  | Pwr_2040 |  | 13.8683 | 13.8683 | 13.8683
3 | 27 | 0 | 2041 | Yes |  | Pwr_2041 |  | 13.8683 | 13.8683 | 13.8683
3 | 27 | 1 | 2042 | Yes |  | Pwr_2042 |  | 13.8683 | 13.8683 | 13.8683
3 | 27 | 2 | 2043 | Yes |  | Pwr_2043 |  | 13.8683 | 13.8683 | 13.8683
3 | 27 | 3 | 2044 | Yes |  | Pwr_2044 |  | 13.8683 | 13.8683 | 13.8683
3 | 27 | 4 | 2045 | Yes |  | Pwr_2045 |  | 20.8025 | 20.8025 | 20.8025
3 | 27 | 5 | 2046 | Yes |  | Pwr_2046 |  | 31.2038 | 31.2038 | 31.2038
3 | 27 | 6 | 2047 | Yes |  | Pwr_2047 |  | 40.2182 | 40.2182 | 40.2182
3 | 27 | 7 | 2048 | Yes |  | Pwr_2048 |  | 48.5392 | 48.5392 | 48.5392
3 | 27 | 8 | 2049 | Yes |  | Pwr_2049 |  | 58.9405 | 58.9405 | 58.9405
3 | 27 | 9 | 2050 | Yes |  | Pwr_2050 |  | 71.422 | 71.422 | 71.422
3 | 27 | 10 | 2051 | Yes |  | Pwr_2051 |  | 68.6483 | 68.6483 | 68.6483
3 | 27 | 11 | 2052 | Yes |  | Pwr_2052 |  | 63.7944 | 63.7944 | 63.7944
3 | 27 | 12 | 2053 | Yes |  | Pwr_2053 |  | 65.8746 | 65.8746 | 65.8746
3 | 27 | 13 | 2054 | Yes |  | Pwr_2054 |  | 69.3417 | 69.3417 | 69.3417
3 | 27 | 14 | 2055 | Yes |  | Pwr_2055 |  | 70.7286 | 70.7286 | 70.7286
3 | 27 | 15 | 2056 | Yes |  | Pwr_2056 |  | 71.422 | 71.422 | 71.422
3 | 27 | 16 | 2057 | Yes |  | Pwr_2057 |  | 72.8088 | 72.8088 | 72.8088
3 | 27 | 17 | 2058 | Yes |  | Pwr_2058 |  | 58.9405 | 58.9405 | 58.9405
3 | 27 | 18 | 2059 | Yes |  | Pwr_2059 |  | 48.5392 | 48.5392 | 48.5392
3 | 27 | 19 | 2060 | Yes |  | Pwr_2060 |  | 38.1379 | 38.1379 | 38.1379
3 | 27 | 20 | 2061 | Yes |  | Pwr_2061 |  | 24.2696 | 24.2696 | 24.2696
3 | 27 | 21 | 2062 | Yes |  | Pwr_2062 |  | 13.8683 | 13.8683 | 13.8683
3 | 27 | 22 | 2063 | Yes |  | Pwr_2063 |  | 13.8683 | 13.8683 | 13.8683
3 | 27 | 23 | 2064 | Yes |  | Pwr_2064 |  | 13.8683 | 13.8683 | 13.8683
3 | 28 | 0 | 2065 | Saturday |  | Pwr_2065 |  | 13.8683 | 13.8683 | 13.8683
3 | 28 | 1 | 2066 | Saturday |  | Pwr_2066 |  | 13.8683 | 13.8683 | 13.8683
3 | 28 | 2 | 2067 | Saturday |  | Pwr_2067 |  | 13.8683 | 13.8683 | 13.8683
3 | 28 | 3 | 2068 | Saturday |  | Pwr_2068 |  | 13.8683 | 13.8683 | 13.8683
3 | 28 | 4 | 2069 | Saturday |  | Pwr_2069 |  | 20.8025 | 20.8025 | 20.8025
3 | 28 | 5 | 2070 | Saturday |  | Pwr_2070 |  | 31.2038 | 31.2038 | 31.2038
3 | 28 | 6 | 2071 | Saturday |  | Pwr_2071 |  | 40.2182 | 40.2182 | 40.2182
3 | 28 | 7 | 2072 | Saturday |  | Pwr_2072 |  | 48.5392 | 48.5392 | 48.5392
3 | 28 | 8 | 2073 | Saturday |  | Pwr_2073 |  | 58.9405 | 58.9405 | 58.9405
3 | 28 | 9 | 2074 | Saturday |  | Pwr_2074 |  | 71.422 | 71.422 | 71.422
3 | 28 | 10 | 2075 | Saturday |  | Pwr_2075 |  | 68.6483 | 68.6483 | 68.6483
3 | 28 | 11 | 2076 | Saturday |  | Pwr_2076 |  | 63.7944 | 63.7944 | 63.7944
3 | 28 | 12 | 2077 | Saturday |  | Pwr_2077 |  | 65.8746 | 65.8746 | 65.8746
3 | 28 | 13 | 2078 | Saturday |  | Pwr_2078 |  | 69.3417 | 69.3417 | 69.3417
3 | 28 | 14 | 2079 | Saturday |  | Pwr_2079 |  | 70.7286 | 70.7286 | 70.7286
3 | 28 | 15 | 2080 | Saturday |  | Pwr_2080 |  | 71.422 | 71.422 | 71.422
3 | 28 | 16 | 2081 | Saturday |  | Pwr_2081 |  | 72.8088 | 72.8088 | 72.8088
3 | 28 | 17 | 2082 | Saturday |  | Pwr_2082 |  | 58.9405 | 58.9405 | 58.9405
3 | 28 | 18 | 2083 | Saturday |  | Pwr_2083 |  | 48.5392 | 48.5392 | 48.5392
3 | 28 | 19 | 2084 | Saturday |  | Pwr_2084 |  | 38.1379 | 38.1379 | 38.1379
3 | 28 | 20 | 2085 | Saturday |  | Pwr_2085 |  | 24.2696 | 24.2696 | 24.2696
3 | 28 | 21 | 2086 | Saturday |  | Pwr_2086 |  | 13.8683 | 13.8683 | 13.8683
3 | 28 | 22 | 2087 | Saturday |  | Pwr_2087 |  | 13.8683 | 13.8683 | 13.8683
3 | 28 | 23 | 2088 | Saturday |  | Pwr_2088 |  | 13.8683 | 13.8683 | 13.8683
3 | 29 | 0 | 2089 | Sunday |  | Pwr_2089 |  | 13.8683 | 13.8683 | 13.8683
3 | 29 | 1 | 2090 | Sunday |  | Pwr_2090 |  | 13.8683 | 13.8683 | 13.8683
3 | 29 | 2 | 2091 | Sunday |  | Pwr_2091 |  | 13.8683 | 13.8683 | 13.8683
3 | 29 | 3 | 2092 | Sunday |  | Pwr_2092 |  | 13.8683 | 13.8683 | 13.8683
3 | 29 | 4 | 2093 | Sunday |  | Pwr_2093 |  | 20.8025 | 20.8025 | 20.8025
3 | 29 | 5 | 2094 | Sunday |  | Pwr_2094 |  | 31.2038 | 31.2038 | 31.2038
3 | 29 | 6 | 2095 | Sunday |  | Pwr_2095 |  | 40.2182 | 40.2182 | 40.2182
3 | 29 | 7 | 2096 | Sunday |  | Pwr_2096 |  | 48.5392 | 48.5392 | 48.5392
3 | 29 | 8 | 2097 | Sunday |  | Pwr_2097 |  | 58.9405 | 58.9405 | 58.9405
3 | 29 | 9 | 2098 | Sunday |  | Pwr_2098 |  | 71.422 | 71.422 | 71.422
3 | 29 | 10 | 2099 | Sunday |  | Pwr_2099 |  | 68.6483 | 68.6483 | 68.6483
3 | 29 | 11 | 2100 | Sunday |  | Pwr_2100 |  | 63.7944 | 63.7944 | 63.7944
3 | 29 | 12 | 2101 | Sunday |  | Pwr_2101 |  | 65.8746 | 65.8746 | 65.8746
3 | 29 | 13 | 2102 | Sunday |  | Pwr_2102 |  | 69.3417 | 69.3417 | 69.3417
3 | 29 | 14 | 2103 | Sunday |  | Pwr_2103 |  | 70.7286 | 70.7286 | 70.7286
3 | 29 | 15 | 2104 | Sunday |  | Pwr_2104 |  | 71.422 | 71.422 | 71.422
3 | 29 | 16 | 2105 | Sunday |  | Pwr_2105 |  | 72.8088 | 72.8088 | 72.8088
3 | 29 | 17 | 2106 | Sunday |  | Pwr_2106 |  | 58.9405 | 58.9405 | 58.9405
3 | 29 | 18 | 2107 | Sunday |  | Pwr_2107 |  | 48.5392 | 48.5392 | 48.5392
3 | 29 | 19 | 2108 | Sunday |  | Pwr_2108 |  | 38.1379 | 38.1379 | 38.1379
3 | 29 | 20 | 2109 | Sunday |  | Pwr_2109 |  | 24.2696 | 24.2696 | 24.2696
3 | 29 | 21 | 2110 | Sunday |  | Pwr_2110 |  | 13.8683 | 13.8683 | 13.8683
3 | 29 | 22 | 2111 | Sunday |  | Pwr_2111 |  | 13.8683 | 13.8683 | 13.8683
3 | 29 | 23 | 2112 | Sunday |  | Pwr_2112 |  | 13.8683 | 13.8683 | 13.8683
3 | 30 | 0 | 2113 | Yes |  | Pwr_2113 |  | 13.8683 | 13.8683 | 13.8683
3 | 30 | 1 | 2114 | Yes |  | Pwr_2114 |  | 13.8683 | 13.8683 | 13.8683
3 | 30 | 2 | 2115 | Yes |  | Pwr_2115 |  | 13.8683 | 13.8683 | 13.8683
3 | 30 | 3 | 2116 | Yes |  | Pwr_2116 |  | 13.8683 | 13.8683 | 13.8683
3 | 30 | 4 | 2117 | Yes |  | Pwr_2117 |  | 20.8025 | 20.8025 | 20.8025
3 | 30 | 5 | 2118 | Yes |  | Pwr_2118 |  | 31.2038 | 31.2038 | 31.2038
3 | 30 | 6 | 2119 | Yes |  | Pwr_2119 |  | 40.2182 | 40.2182 | 40.2182
3 | 30 | 7 | 2120 | Yes |  | Pwr_2120 |  | 48.5392 | 48.5392 | 48.5392
3 | 30 | 8 | 2121 | Yes |  | Pwr_2121 |  | 58.9405 | 58.9405 | 58.9405
3 | 30 | 9 | 2122 | Yes |  | Pwr_2122 |  | 71.422 | 71.422 | 71.422
3 | 30 | 10 | 2123 | Yes |  | Pwr_2123 |  | 68.6483 | 68.6483 | 68.6483
3 | 30 | 11 | 2124 | Yes |  | Pwr_2124 |  | 63.7944 | 63.7944 | 63.7944
3 | 30 | 12 | 2125 | Yes |  | Pwr_2125 |  | 65.8746 | 65.8746 | 65.8746
3 | 30 | 13 | 2126 | Yes |  | Pwr_2126 |  | 69.3417 | 69.3417 | 69.3417
3 | 30 | 14 | 2127 | Yes |  | Pwr_2127 |  | 70.7286 | 70.7286 | 70.7286
3 | 30 | 15 | 2128 | Yes |  | Pwr_2128 |  | 71.422 | 71.422 | 71.422
3 | 30 | 16 | 2129 | Yes |  | Pwr_2129 |  | 72.8088 | 72.8088 | 72.8088
3 | 30 | 17 | 2130 | Yes |  | Pwr_2130 |  | 58.9405 | 58.9405 | 58.9405
3 | 30 | 18 | 2131 | Yes |  | Pwr_2131 |  | 48.5392 | 48.5392 | 48.5392
3 | 30 | 19 | 2132 | Yes |  | Pwr_2132 |  | 38.1379 | 38.1379 | 38.1379
3 | 30 | 20 | 2133 | Yes |  | Pwr_2133 |  | 24.2696 | 24.2696 | 24.2696
3 | 30 | 21 | 2134 | Yes |  | Pwr_2134 |  | 13.8683 | 13.8683 | 13.8683
3 | 30 | 22 | 2135 | Yes |  | Pwr_2135 |  | 13.8683 | 13.8683 | 13.8683
3 | 30 | 23 | 2136 | Yes |  | Pwr_2136 |  | 13.8683 | 13.8683 | 13.8683
3 | 31 | 0 | 2137 | Yes |  | Pwr_2137 |  | 13.8683 | 13.8683 | 13.8683
3 | 31 | 1 | 2138 | Yes |  | Pwr_2138 |  | 13.8683 | 13.8683 | 13.8683
3 | 31 | 2 | 2139 | Yes |  | Pwr_2139 |  | 13.8683 | 13.8683 | 13.8683
3 | 31 | 3 | 2140 | Yes |  | Pwr_2140 |  | 13.8683 | 13.8683 | 13.8683
3 | 31 | 4 | 2141 | Yes |  | Pwr_2141 |  | 13.8683 | 13.8683 | 13.8683
3 | 31 | 5 | 2142 | Yes |  | Pwr_2142 |  | 13.8683 | 13.8683 | 13.8683
3 | 31 | 6 | 2143 | Yes |  | Pwr_2143 |  | 13.8683 | 13.8683 | 13.8683
3 | 31 | 7 | 2144 | Yes |  | Pwr_2144 |  | 13.8683 | 13.8683 | 13.8683
3 | 31 | 8 | 2145 | Yes |  | Pwr_2145 |  | 13.8683 | 13.8683 | 13.8683
3 | 31 | 9 | 2146 | Yes |  | Pwr_2146 |  | 13.8683 | 13.8683 | 13.8683
3 | 31 | 10 | 2147 | Yes |  | Pwr_2147 |  | 13.8683 | 13.8683 | 13.8683
3 | 31 | 11 | 2148 | Yes |  | Pwr_2148 |  | 13.8683 | 13.8683 | 13.8683
3 | 31 | 12 | 2149 | Yes |  | Pwr_2149 |  | 13.8683 | 13.8683 | 13.8683
3 | 31 | 13 | 2150 | Yes |  | Pwr_2150 |  | 13.8683 | 13.8683 | 13.8683
3 | 31 | 14 | 2151 | Yes |  | Pwr_2151 |  | 13.8683 | 13.8683 | 13.8683
3 | 31 | 15 | 2152 | Yes |  | Pwr_2152 |  | 13.8683 | 13.8683 | 13.8683
3 | 31 | 16 | 2153 | Yes |  | Pwr_2153 |  | 13.8683 | 13.8683 | 13.8683
3 | 31 | 17 | 2154 | Yes |  | Pwr_2154 |  | 13.8683 | 13.8683 | 13.8683
3 | 31 | 18 | 2155 | Yes |  | Pwr_2155 |  | 13.8683 | 13.8683 | 13.8683
3 | 31 | 19 | 2156 | Yes |  | Pwr_2156 |  | 13.8683 | 13.8683 | 13.8683
3 | 31 | 20 | 2157 | Yes |  | Pwr_2157 |  | 13.8683 | 13.8683 | 13.8683
3 | 31 | 21 | 2158 | Yes |  | Pwr_2158 |  | 13.8683 | 13.8683 | 13.8683
3 | 31 | 22 | 2159 | Yes |  | Pwr_2159 |  | 13.8683 | 13.8683 | 13.8683
3 | 31 | 23 | 2160 | Yes |  | Pwr_2160 |  | 13.8683 | 13.8683 | 13.8683
4 | 1 | 0 | 2161 | Sunday |  | Pwr_2161 |  | 13.8683 | 13.8683 | 13.8683
4 | 1 | 1 | 2162 | Sunday |  | Pwr_2162 |  | 13.8683 | 13.8683 | 13.8683
4 | 1 | 2 | 2163 | Sunday |  | Pwr_2163 |  | 13.8683 | 13.8683 | 13.8683
4 | 1 | 3 | 2164 | Sunday |  | Pwr_2164 |  | 13.8683 | 13.8683 | 13.8683
4 | 1 | 4 | 2165 | Sunday |  | Pwr_2165 |  | 13.8683 | 13.8683 | 13.8683
4 | 1 | 5 | 2166 | Sunday |  | Pwr_2166 |  | 13.8683 | 13.8683 | 13.8683
4 | 1 | 6 | 2167 | Sunday |  | Pwr_2167 |  | 13.8683 | 13.8683 | 13.8683
4 | 1 | 7 | 2168 | Sunday |  | Pwr_2168 |  | 13.8683 | 13.8683 | 13.8683
4 | 1 | 8 | 2169 | Sunday |  | Pwr_2169 |  | 13.8683 | 13.8683 | 13.8683
4 | 1 | 9 | 2170 | Sunday |  | Pwr_2170 |  | 13.8683 | 13.8683 | 13.8683
4 | 1 | 10 | 2171 | Sunday |  | Pwr_2171 |  | 13.8683 | 13.8683 | 13.8683
4 | 1 | 11 | 2172 | Sunday |  | Pwr_2172 |  | 13.8683 | 13.8683 | 13.8683
4 | 1 | 12 | 2173 | Sunday |  | Pwr_2173 |  | 13.8683 | 13.8683 | 13.8683
4 | 1 | 13 | 2174 | Sunday |  | Pwr_2174 |  | 13.8683 | 13.8683 | 13.8683
4 | 1 | 14 | 2175 | Sunday |  | Pwr_2175 |  | 13.8683 | 13.8683 | 13.8683
4 | 1 | 15 | 2176 | Sunday |  | Pwr_2176 |  | 13.8683 | 13.8683 | 13.8683
4 | 1 | 16 | 2177 | Sunday |  | Pwr_2177 |  | 13.8683 | 13.8683 | 13.8683
4 | 1 | 17 | 2178 | Sunday |  | Pwr_2178 |  | 13.8683 | 13.8683 | 13.8683
4 | 1 | 18 | 2179 | Sunday |  | Pwr_2179 |  | 13.8683 | 13.8683 | 13.8683
4 | 1 | 19 | 2180 | Sunday |  | Pwr_2180 |  | 13.8683 | 13.8683 | 13.8683
4 | 1 | 20 | 2181 | Sunday |  | Pwr_2181 |  | 13.8683 | 13.8683 | 13.8683
4 | 1 | 21 | 2182 | Sunday |  | Pwr_2182 |  | 13.8683 | 13.8683 | 13.8683
4 | 1 | 22 | 2183 | Sunday |  | Pwr_2183 |  | 13.8683 | 13.8683 | 13.8683
4 | 1 | 23 | 2184 | Sunday |  | Pwr_2184 |  | 13.8683 | 13.8683 | 13.8683
4 | 2 | 0 | 2185 | Yes |  | Pwr_2185 |  | 13.8683 | 13.8683 | 13.8683
4 | 2 | 1 | 2186 | Yes |  | Pwr_2186 |  | 13.8683 | 13.8683 | 13.8683
4 | 2 | 2 | 2187 | Yes |  | Pwr_2187 |  | 13.8683 | 13.8683 | 13.8683
4 | 2 | 3 | 2188 | Yes |  | Pwr_2188 |  | 13.8683 | 13.8683 | 13.8683
4 | 2 | 4 | 2189 | Yes |  | Pwr_2189 |  | 20.8025 | 20.8025 | 20.8025
4 | 2 | 5 | 2190 | Yes |  | Pwr_2190 |  | 31.2038 | 31.2038 | 31.2038
4 | 2 | 6 | 2191 | Yes |  | Pwr_2191 |  | 40.2182 | 40.2182 | 40.2182
4 | 2 | 7 | 2192 | Yes |  | Pwr_2192 |  | 48.5392 | 48.5392 | 48.5392
4 | 2 | 8 | 2193 | Yes |  | Pwr_2193 |  | 58.9405 | 58.9405 | 58.9405
4 | 2 | 9 | 2194 | Yes |  | Pwr_2194 |  | 71.422 | 71.422 | 71.422
4 | 2 | 10 | 2195 | Yes |  | Pwr_2195 |  | 68.6483 | 68.6483 | 68.6483
4 | 2 | 11 | 2196 | Yes |  | Pwr_2196 |  | 63.7944 | 63.7944 | 63.7944
4 | 2 | 12 | 2197 | Yes |  | Pwr_2197 |  | 65.8746 | 65.8746 | 65.8746
4 | 2 | 13 | 2198 | Yes |  | Pwr_2198 |  | 69.3417 | 69.3417 | 69.3417
4 | 2 | 14 | 2199 | Yes |  | Pwr_2199 |  | 70.7286 | 70.7286 | 70.7286
4 | 2 | 15 | 2200 | Yes |  | Pwr_2200 |  | 71.422 | 71.422 | 71.422
4 | 2 | 16 | 2201 | Yes |  | Pwr_2201 |  | 72.8088 | 72.8088 | 72.8088
4 | 2 | 17 | 2202 | Yes |  | Pwr_2202 |  | 58.9405 | 58.9405 | 58.9405
4 | 2 | 18 | 2203 | Yes |  | Pwr_2203 |  | 48.5392 | 48.5392 | 48.5392
4 | 2 | 19 | 2204 | Yes |  | Pwr_2204 |  | 38.1379 | 38.1379 | 38.1379
4 | 2 | 20 | 2205 | Yes |  | Pwr_2205 |  | 24.2696 | 24.2696 | 24.2696
4 | 2 | 21 | 2206 | Yes |  | Pwr_2206 |  | 13.8683 | 13.8683 | 13.8683
4 | 2 | 22 | 2207 | Yes |  | Pwr_2207 |  | 13.8683 | 13.8683 | 13.8683
4 | 2 | 23 | 2208 | Yes |  | Pwr_2208 |  | 13.8683 | 13.8683 | 13.8683
4 | 3 | 0 | 2209 | Yes |  | Pwr_2209 |  | 13.8683 | 13.8683 | 13.8683
4 | 3 | 1 | 2210 | Yes |  | Pwr_2210 |  | 13.8683 | 13.8683 | 13.8683
4 | 3 | 2 | 2211 | Yes |  | Pwr_2211 |  | 13.8683 | 13.8683 | 13.8683
4 | 3 | 3 | 2212 | Yes |  | Pwr_2212 |  | 13.8683 | 13.8683 | 13.8683
4 | 3 | 4 | 2213 | Yes |  | Pwr_2213 |  | 20.8025 | 20.8025 | 20.8025
4 | 3 | 5 | 2214 | Yes |  | Pwr_2214 |  | 31.2038 | 31.2038 | 31.2038
4 | 3 | 6 | 2215 | Yes |  | Pwr_2215 |  | 40.2182 | 40.2182 | 40.2182
4 | 3 | 7 | 2216 | Yes |  | Pwr_2216 |  | 48.5392 | 48.5392 | 48.5392
4 | 3 | 8 | 2217 | Yes |  | Pwr_2217 |  | 58.9405 | 58.9405 | 58.9405
4 | 3 | 9 | 2218 | Yes |  | Pwr_2218 |  | 71.422 | 71.422 | 71.422
4 | 3 | 10 | 2219 | Yes |  | Pwr_2219 |  | 68.6483 | 68.6483 | 68.6483
4 | 3 | 11 | 2220 | Yes |  | Pwr_2220 |  | 63.7944 | 63.7944 | 63.7944
4 | 3 | 12 | 2221 | Yes |  | Pwr_2221 |  | 65.8746 | 65.8746 | 65.8746
4 | 3 | 13 | 2222 | Yes |  | Pwr_2222 |  | 69.3417 | 69.3417 | 69.3417
4 | 3 | 14 | 2223 | Yes |  | Pwr_2223 |  | 70.7286 | 70.7286 | 70.7286
4 | 3 | 15 | 2224 | Yes |  | Pwr_2224 |  | 71.422 | 71.422 | 71.422
4 | 3 | 16 | 2225 | Yes |  | Pwr_2225 |  | 72.8088 | 72.8088 | 72.8088
4 | 3 | 17 | 2226 | Yes |  | Pwr_2226 |  | 58.9405 | 58.9405 | 58.9405
4 | 3 | 18 | 2227 | Yes |  | Pwr_2227 |  | 48.5392 | 48.5392 | 48.5392
4 | 3 | 19 | 2228 | Yes |  | Pwr_2228 |  | 38.1379 | 38.1379 | 38.1379
4 | 3 | 20 | 2229 | Yes |  | Pwr_2229 |  | 24.2696 | 24.2696 | 24.2696
4 | 3 | 21 | 2230 | Yes |  | Pwr_2230 |  | 13.8683 | 13.8683 | 13.8683
4 | 3 | 22 | 2231 | Yes |  | Pwr_2231 |  | 13.8683 | 13.8683 | 13.8683
4 | 3 | 23 | 2232 | Yes |  | Pwr_2232 |  | 13.8683 | 13.8683 | 13.8683
4 | 4 | 0 | 2233 | Yes |  | Pwr_2233 |  | 13.8683 | 13.8683 | 13.8683
4 | 4 | 1 | 2234 | Yes |  | Pwr_2234 |  | 13.8683 | 13.8683 | 13.8683
4 | 4 | 2 | 2235 | Yes |  | Pwr_2235 |  | 13.8683 | 13.8683 | 13.8683
4 | 4 | 3 | 2236 | Yes |  | Pwr_2236 |  | 13.8683 | 13.8683 | 13.8683
4 | 4 | 4 | 2237 | Yes |  | Pwr_2237 |  | 20.8025 | 20.8025 | 20.8025
4 | 4 | 5 | 2238 | Yes |  | Pwr_2238 |  | 31.2038 | 31.2038 | 31.2038
4 | 4 | 6 | 2239 | Yes |  | Pwr_2239 |  | 40.2182 | 40.2182 | 40.2182
4 | 4 | 7 | 2240 | Yes |  | Pwr_2240 |  | 48.5392 | 48.5392 | 48.5392
4 | 4 | 8 | 2241 | Yes |  | Pwr_2241 |  | 58.9405 | 58.9405 | 58.9405
4 | 4 | 9 | 2242 | Yes |  | Pwr_2242 |  | 71.422 | 71.422 | 71.422
4 | 4 | 10 | 2243 | Yes |  | Pwr_2243 |  | 68.6483 | 68.6483 | 68.6483
4 | 4 | 11 | 2244 | Yes |  | Pwr_2244 |  | 63.7944 | 63.7944 | 63.7944
4 | 4 | 12 | 2245 | Yes |  | Pwr_2245 |  | 65.8746 | 65.8746 | 65.8746
4 | 4 | 13 | 2246 | Yes |  | Pwr_2246 |  | 69.3417 | 69.3417 | 69.3417
4 | 4 | 14 | 2247 | Yes |  | Pwr_2247 |  | 70.7286 | 70.7286 | 70.7286
4 | 4 | 15 | 2248 | Yes |  | Pwr_2248 |  | 71.422 | 71.422 | 71.422
4 | 4 | 16 | 2249 | Yes |  | Pwr_2249 |  | 72.8088 | 72.8088 | 72.8088
4 | 4 | 17 | 2250 | Yes |  | Pwr_2250 |  | 58.9405 | 58.9405 | 58.9405
4 | 4 | 18 | 2251 | Yes |  | Pwr_2251 |  | 48.5392 | 48.5392 | 48.5392
4 | 4 | 19 | 2252 | Yes |  | Pwr_2252 |  | 38.1379 | 38.1379 | 38.1379
4 | 4 | 20 | 2253 | Yes |  | Pwr_2253 |  | 24.2696 | 24.2696 | 24.2696
4 | 4 | 21 | 2254 | Yes |  | Pwr_2254 |  | 13.8683 | 13.8683 | 13.8683
4 | 4 | 22 | 2255 | Yes |  | Pwr_2255 |  | 13.8683 | 13.8683 | 13.8683
4 | 4 | 23 | 2256 | Yes |  | Pwr_2256 |  | 13.8683 | 13.8683 | 13.8683
4 | 5 | 0 | 2257 | Yes |  | Pwr_2257 |  | 13.8683 | 13.8683 | 13.8683
4 | 5 | 1 | 2258 | Yes |  | Pwr_2258 |  | 13.8683 | 13.8683 | 13.8683
4 | 5 | 2 | 2259 | Yes |  | Pwr_2259 |  | 13.8683 | 13.8683 | 13.8683
4 | 5 | 3 | 2260 | Yes |  | Pwr_2260 |  | 13.8683 | 13.8683 | 13.8683
4 | 5 | 4 | 2261 | Yes |  | Pwr_2261 |  | 20.8025 | 20.8025 | 20.8025
4 | 5 | 5 | 2262 | Yes |  | Pwr_2262 |  | 31.2038 | 31.2038 | 31.2038
4 | 5 | 6 | 2263 | Yes |  | Pwr_2263 |  | 40.2182 | 40.2182 | 40.2182
4 | 5 | 7 | 2264 | Yes |  | Pwr_2264 |  | 48.5392 | 48.5392 | 48.5392
4 | 5 | 8 | 2265 | Yes |  | Pwr_2265 |  | 58.9405 | 58.9405 | 58.9405
4 | 5 | 9 | 2266 | Yes |  | Pwr_2266 |  | 71.422 | 71.422 | 71.422
4 | 5 | 10 | 2267 | Yes |  | Pwr_2267 |  | 68.6483 | 68.6483 | 68.6483
4 | 5 | 11 | 2268 | Yes |  | Pwr_2268 |  | 63.7944 | 63.7944 | 63.7944
4 | 5 | 12 | 2269 | Yes |  | Pwr_2269 |  | 65.8746 | 65.8746 | 65.8746
4 | 5 | 13 | 2270 | Yes |  | Pwr_2270 |  | 69.3417 | 69.3417 | 69.3417
4 | 5 | 14 | 2271 | Yes |  | Pwr_2271 |  | 70.7286 | 70.7286 | 70.7286
4 | 5 | 15 | 2272 | Yes |  | Pwr_2272 |  | 71.422 | 71.422 | 71.422
4 | 5 | 16 | 2273 | Yes |  | Pwr_2273 |  | 72.8088 | 72.8088 | 72.8088
4 | 5 | 17 | 2274 | Yes |  | Pwr_2274 |  | 58.9405 | 58.9405 | 58.9405
4 | 5 | 18 | 2275 | Yes |  | Pwr_2275 |  | 48.5392 | 48.5392 | 48.5392
4 | 5 | 19 | 2276 | Yes |  | Pwr_2276 |  | 38.1379 | 38.1379 | 38.1379
4 | 5 | 20 | 2277 | Yes |  | Pwr_2277 |  | 24.2696 | 24.2696 | 24.2696
4 | 5 | 21 | 2278 | Yes |  | Pwr_2278 |  | 13.8683 | 13.8683 | 13.8683
4 | 5 | 22 | 2279 | Yes |  | Pwr_2279 |  | 13.8683 | 13.8683 | 13.8683
4 | 5 | 23 | 2280 | Yes |  | Pwr_2280 |  | 13.8683 | 13.8683 | 13.8683
4 | 6 | 0 | 2281 | Yes |  | Pwr_2281 |  | 13.8683 | 13.8683 | 13.8683
4 | 6 | 1 | 2282 | Yes |  | Pwr_2282 |  | 13.8683 | 13.8683 | 13.8683
4 | 6 | 2 | 2283 | Yes |  | Pwr_2283 |  | 13.8683 | 13.8683 | 13.8683
4 | 6 | 3 | 2284 | Yes |  | Pwr_2284 |  | 13.8683 | 13.8683 | 13.8683
4 | 6 | 4 | 2285 | Yes |  | Pwr_2285 |  | 20.8025 | 20.8025 | 20.8025
4 | 6 | 5 | 2286 | Yes |  | Pwr_2286 |  | 31.2038 | 31.2038 | 31.2038
4 | 6 | 6 | 2287 | Yes |  | Pwr_2287 |  | 40.2182 | 40.2182 | 40.2182
4 | 6 | 7 | 2288 | Yes |  | Pwr_2288 |  | 48.5392 | 48.5392 | 48.5392
4 | 6 | 8 | 2289 | Yes |  | Pwr_2289 |  | 58.9405 | 58.9405 | 58.9405
4 | 6 | 9 | 2290 | Yes |  | Pwr_2290 |  | 71.422 | 71.422 | 71.422
4 | 6 | 10 | 2291 | Yes |  | Pwr_2291 |  | 68.6483 | 68.6483 | 68.6483
4 | 6 | 11 | 2292 | Yes |  | Pwr_2292 |  | 63.7944 | 63.7944 | 63.7944
4 | 6 | 12 | 2293 | Yes |  | Pwr_2293 |  | 65.8746 | 65.8746 | 65.8746
4 | 6 | 13 | 2294 | Yes |  | Pwr_2294 |  | 69.3417 | 69.3417 | 69.3417
4 | 6 | 14 | 2295 | Yes |  | Pwr_2295 |  | 70.7286 | 70.7286 | 70.7286
4 | 6 | 15 | 2296 | Yes |  | Pwr_2296 |  | 71.422 | 71.422 | 71.422
4 | 6 | 16 | 2297 | Yes |  | Pwr_2297 |  | 72.8088 | 72.8088 | 72.8088
4 | 6 | 17 | 2298 | Yes |  | Pwr_2298 |  | 58.9405 | 58.9405 | 58.9405
4 | 6 | 18 | 2299 | Yes |  | Pwr_2299 |  | 48.5392 | 48.5392 | 48.5392
4 | 6 | 19 | 2300 | Yes |  | Pwr_2300 |  | 38.1379 | 38.1379 | 38.1379
4 | 6 | 20 | 2301 | Yes |  | Pwr_2301 |  | 24.2696 | 24.2696 | 24.2696
4 | 6 | 21 | 2302 | Yes |  | Pwr_2302 |  | 13.8683 | 13.8683 | 13.8683
4 | 6 | 22 | 2303 | Yes |  | Pwr_2303 |  | 13.8683 | 13.8683 | 13.8683
4 | 6 | 23 | 2304 | Yes |  | Pwr_2304 |  | 13.8683 | 13.8683 | 13.8683
4 | 7 | 0 | 2305 | Saturday |  | Pwr_2305 |  | 13.8683 | 13.8683 | 13.8683
4 | 7 | 1 | 2306 | Saturday |  | Pwr_2306 |  | 13.8683 | 13.8683 | 13.8683
4 | 7 | 2 | 2307 | Saturday |  | Pwr_2307 |  | 13.8683 | 13.8683 | 13.8683
4 | 7 | 3 | 2308 | Saturday |  | Pwr_2308 |  | 13.8683 | 13.8683 | 13.8683
4 | 7 | 4 | 2309 | Saturday |  | Pwr_2309 |  | 13.8683 | 13.8683 | 13.8683
4 | 7 | 5 | 2310 | Saturday |  | Pwr_2310 |  | 13.8683 | 13.8683 | 13.8683
4 | 7 | 6 | 2311 | Saturday |  | Pwr_2311 |  | 13.8683 | 13.8683 | 13.8683
4 | 7 | 7 | 2312 | Saturday |  | Pwr_2312 |  | 13.8683 | 13.8683 | 13.8683
4 | 7 | 8 | 2313 | Saturday |  | Pwr_2313 |  | 13.8683 | 13.8683 | 13.8683
4 | 7 | 9 | 2314 | Saturday |  | Pwr_2314 |  | 13.8683 | 13.8683 | 13.8683
4 | 7 | 10 | 2315 | Saturday |  | Pwr_2315 |  | 13.8683 | 13.8683 | 13.8683
4 | 7 | 11 | 2316 | Saturday |  | Pwr_2316 |  | 13.8683 | 13.8683 | 13.8683
4 | 7 | 12 | 2317 | Saturday |  | Pwr_2317 |  | 13.8683 | 13.8683 | 13.8683
4 | 7 | 13 | 2318 | Saturday |  | Pwr_2318 |  | 13.8683 | 13.8683 | 13.8683
4 | 7 | 14 | 2319 | Saturday |  | Pwr_2319 |  | 13.8683 | 13.8683 | 13.8683
4 | 7 | 15 | 2320 | Saturday |  | Pwr_2320 |  | 13.8683 | 13.8683 | 13.8683
4 | 7 | 16 | 2321 | Saturday |  | Pwr_2321 |  | 13.8683 | 13.8683 | 13.8683
4 | 7 | 17 | 2322 | Saturday |  | Pwr_2322 |  | 13.8683 | 13.8683 | 13.8683
4 | 7 | 18 | 2323 | Saturday |  | Pwr_2323 |  | 13.8683 | 13.8683 | 13.8683
4 | 7 | 19 | 2324 | Saturday |  | Pwr_2324 |  | 13.8683 | 13.8683 | 13.8683
4 | 7 | 20 | 2325 | Saturday |  | Pwr_2325 |  | 13.8683 | 13.8683 | 13.8683
4 | 7 | 21 | 2326 | Saturday |  | Pwr_2326 |  | 13.8683 | 13.8683 | 13.8683
4 | 7 | 22 | 2327 | Saturday |  | Pwr_2327 |  | 13.8683 | 13.8683 | 13.8683
4 | 7 | 23 | 2328 | Saturday |  | Pwr_2328 |  | 13.8683 | 13.8683 | 13.8683
4 | 8 | 0 | 2329 | Sunday |  | Pwr_2329 |  | 13.8683 | 13.8683 | 13.8683
4 | 8 | 1 | 2330 | Sunday |  | Pwr_2330 |  | 13.8683 | 13.8683 | 13.8683
4 | 8 | 2 | 2331 | Sunday |  | Pwr_2331 |  | 13.8683 | 13.8683 | 13.8683
4 | 8 | 3 | 2332 | Sunday |  | Pwr_2332 |  | 13.8683 | 13.8683 | 13.8683
4 | 8 | 4 | 2333 | Sunday |  | Pwr_2333 |  | 13.8683 | 13.8683 | 13.8683
4 | 8 | 5 | 2334 | Sunday |  | Pwr_2334 |  | 13.8683 | 13.8683 | 13.8683
4 | 8 | 6 | 2335 | Sunday |  | Pwr_2335 |  | 13.8683 | 13.8683 | 13.8683
4 | 8 | 7 | 2336 | Sunday |  | Pwr_2336 |  | 13.8683 | 13.8683 | 13.8683
4 | 8 | 8 | 2337 | Sunday |  | Pwr_2337 |  | 13.8683 | 13.8683 | 13.8683
4 | 8 | 9 | 2338 | Sunday |  | Pwr_2338 |  | 13.8683 | 13.8683 | 13.8683
4 | 8 | 10 | 2339 | Sunday |  | Pwr_2339 |  | 13.8683 | 13.8683 | 13.8683
4 | 8 | 11 | 2340 | Sunday |  | Pwr_2340 |  | 13.8683 | 13.8683 | 13.8683
4 | 8 | 12 | 2341 | Sunday |  | Pwr_2341 |  | 13.8683 | 13.8683 | 13.8683
4 | 8 | 13 | 2342 | Sunday |  | Pwr_2342 |  | 13.8683 | 13.8683 | 13.8683
4 | 8 | 14 | 2343 | Sunday |  | Pwr_2343 |  | 13.8683 | 13.8683 | 13.8683
4 | 8 | 15 | 2344 | Sunday |  | Pwr_2344 |  | 13.8683 | 13.8683 | 13.8683
4 | 8 | 16 | 2345 | Sunday |  | Pwr_2345 |  | 13.8683 | 13.8683 | 13.8683
4 | 8 | 17 | 2346 | Sunday |  | Pwr_2346 |  | 13.8683 | 13.8683 | 13.8683
4 | 8 | 18 | 2347 | Sunday |  | Pwr_2347 |  | 13.8683 | 13.8683 | 13.8683
4 | 8 | 19 | 2348 | Sunday |  | Pwr_2348 |  | 13.8683 | 13.8683 | 13.8683
4 | 8 | 20 | 2349 | Sunday |  | Pwr_2349 |  | 13.8683 | 13.8683 | 13.8683
4 | 8 | 21 | 2350 | Sunday |  | Pwr_2350 |  | 13.8683 | 13.8683 | 13.8683
4 | 8 | 22 | 2351 | Sunday |  | Pwr_2351 |  | 13.8683 | 13.8683 | 13.8683
4 | 8 | 23 | 2352 | Sunday |  | Pwr_2352 |  | 13.8683 | 13.8683 | 13.8683
4 | 9 | 0 | 2353 | Yes |  | Pwr_2353 |  | 13.8683 | 13.8683 | 13.8683
4 | 9 | 1 | 2354 | Yes |  | Pwr_2354 |  | 13.8683 | 13.8683 | 13.8683
4 | 9 | 2 | 2355 | Yes |  | Pwr_2355 |  | 13.8683 | 13.8683 | 13.8683
4 | 9 | 3 | 2356 | Yes |  | Pwr_2356 |  | 13.8683 | 13.8683 | 13.8683
4 | 9 | 4 | 2357 | Yes |  | Pwr_2357 |  | 20.8025 | 20.8025 | 20.8025
4 | 9 | 5 | 2358 | Yes |  | Pwr_2358 |  | 31.2038 | 31.2038 | 31.2038
4 | 9 | 6 | 2359 | Yes |  | Pwr_2359 |  | 40.2182 | 40.2182 | 40.2182
4 | 9 | 7 | 2360 | Yes |  | Pwr_2360 |  | 48.5392 | 48.5392 | 48.5392
4 | 9 | 8 | 2361 | Yes |  | Pwr_2361 |  | 58.9405 | 58.9405 | 58.9405
4 | 9 | 9 | 2362 | Yes |  | Pwr_2362 |  | 71.422 | 71.422 | 71.422
4 | 9 | 10 | 2363 | Yes |  | Pwr_2363 |  | 68.6483 | 68.6483 | 68.6483
4 | 9 | 11 | 2364 | Yes |  | Pwr_2364 |  | 63.7944 | 63.7944 | 63.7944
4 | 9 | 12 | 2365 | Yes |  | Pwr_2365 |  | 65.8746 | 65.8746 | 65.8746
4 | 9 | 13 | 2366 | Yes |  | Pwr_2366 |  | 69.3417 | 69.3417 | 69.3417
4 | 9 | 14 | 2367 | Yes |  | Pwr_2367 |  | 70.7286 | 70.7286 | 70.7286
4 | 9 | 15 | 2368 | Yes |  | Pwr_2368 |  | 71.422 | 71.422 | 71.422
4 | 9 | 16 | 2369 | Yes |  | Pwr_2369 |  | 72.8088 | 72.8088 | 72.8088
4 | 9 | 17 | 2370 | Yes |  | Pwr_2370 |  | 58.9405 | 58.9405 | 58.9405
4 | 9 | 18 | 2371 | Yes |  | Pwr_2371 |  | 48.5392 | 48.5392 | 48.5392
4 | 9 | 19 | 2372 | Yes |  | Pwr_2372 |  | 38.1379 | 38.1379 | 38.1379
4 | 9 | 20 | 2373 | Yes |  | Pwr_2373 |  | 24.2696 | 24.2696 | 24.2696
4 | 9 | 21 | 2374 | Yes |  | Pwr_2374 |  | 13.8683 | 13.8683 | 13.8683
4 | 9 | 22 | 2375 | Yes |  | Pwr_2375 |  | 13.8683 | 13.8683 | 13.8683
4 | 9 | 23 | 2376 | Yes |  | Pwr_2376 |  | 13.8683 | 13.8683 | 13.8683
4 | 10 | 0 | 2377 | Yes |  | Pwr_2377 |  | 13.8683 | 13.8683 | 13.8683
4 | 10 | 1 | 2378 | Yes |  | Pwr_2378 |  | 13.8683 | 13.8683 | 13.8683
4 | 10 | 2 | 2379 | Yes |  | Pwr_2379 |  | 13.8683 | 13.8683 | 13.8683
4 | 10 | 3 | 2380 | Yes |  | Pwr_2380 |  | 13.8683 | 13.8683 | 13.8683
4 | 10 | 4 | 2381 | Yes |  | Pwr_2381 |  | 20.8025 | 20.8025 | 20.8025
4 | 10 | 5 | 2382 | Yes |  | Pwr_2382 |  | 31.2038 | 31.2038 | 31.2038
4 | 10 | 6 | 2383 | Yes |  | Pwr_2383 |  | 40.2182 | 40.2182 | 40.2182
4 | 10 | 7 | 2384 | Yes |  | Pwr_2384 |  | 48.5392 | 48.5392 | 48.5392
4 | 10 | 8 | 2385 | Yes |  | Pwr_2385 |  | 58.9405 | 58.9405 | 58.9405
4 | 10 | 9 | 2386 | Yes |  | Pwr_2386 |  | 71.422 | 71.422 | 71.422
4 | 10 | 10 | 2387 | Yes |  | Pwr_2387 |  | 68.6483 | 68.6483 | 68.6483
4 | 10 | 11 | 2388 | Yes |  | Pwr_2388 |  | 63.7944 | 63.7944 | 63.7944
4 | 10 | 12 | 2389 | Yes |  | Pwr_2389 |  | 65.8746 | 65.8746 | 65.8746
4 | 10 | 13 | 2390 | Yes |  | Pwr_2390 |  | 69.3417 | 69.3417 | 69.3417
4 | 10 | 14 | 2391 | Yes |  | Pwr_2391 |  | 70.7286 | 70.7286 | 70.7286
4 | 10 | 15 | 2392 | Yes |  | Pwr_2392 |  | 71.422 | 71.422 | 71.422
4 | 10 | 16 | 2393 | Yes |  | Pwr_2393 |  | 72.8088 | 72.8088 | 72.8088
4 | 10 | 17 | 2394 | Yes |  | Pwr_2394 |  | 58.9405 | 58.9405 | 58.9405
4 | 10 | 18 | 2395 | Yes |  | Pwr_2395 |  | 48.5392 | 48.5392 | 48.5392
4 | 10 | 19 | 2396 | Yes |  | Pwr_2396 |  | 38.1379 | 38.1379 | 38.1379
4 | 10 | 20 | 2397 | Yes |  | Pwr_2397 |  | 24.2696 | 24.2696 | 24.2696
4 | 10 | 21 | 2398 | Yes |  | Pwr_2398 |  | 13.8683 | 13.8683 | 13.8683
4 | 10 | 22 | 2399 | Yes |  | Pwr_2399 |  | 13.8683 | 13.8683 | 13.8683
4 | 10 | 23 | 2400 | Yes |  | Pwr_2400 |  | 13.8683 | 13.8683 | 13.8683
4 | 11 | 0 | 2401 | Yes |  | Pwr_2401 |  | 13.8683 | 13.8683 | 13.8683
4 | 11 | 1 | 2402 | Yes |  | Pwr_2402 |  | 13.8683 | 13.8683 | 13.8683
4 | 11 | 2 | 2403 | Yes |  | Pwr_2403 |  | 13.8683 | 13.8683 | 13.8683
4 | 11 | 3 | 2404 | Yes |  | Pwr_2404 |  | 13.8683 | 13.8683 | 13.8683
4 | 11 | 4 | 2405 | Yes |  | Pwr_2405 |  | 20.8025 | 20.8025 | 20.8025
4 | 11 | 5 | 2406 | Yes |  | Pwr_2406 |  | 31.2038 | 31.2038 | 31.2038
4 | 11 | 6 | 2407 | Yes |  | Pwr_2407 |  | 40.2182 | 40.2182 | 40.2182
4 | 11 | 7 | 2408 | Yes |  | Pwr_2408 |  | 48.5392 | 48.5392 | 48.5392
4 | 11 | 8 | 2409 | Yes |  | Pwr_2409 |  | 58.9405 | 58.9405 | 58.9405
4 | 11 | 9 | 2410 | Yes |  | Pwr_2410 |  | 71.422 | 71.422 | 71.422
4 | 11 | 10 | 2411 | Yes |  | Pwr_2411 |  | 68.6483 | 68.6483 | 68.6483
4 | 11 | 11 | 2412 | Yes |  | Pwr_2412 |  | 63.7944 | 63.7944 | 63.7944
4 | 11 | 12 | 2413 | Yes |  | Pwr_2413 |  | 65.8746 | 65.8746 | 65.8746
4 | 11 | 13 | 2414 | Yes |  | Pwr_2414 |  | 69.3417 | 69.3417 | 69.3417
4 | 11 | 14 | 2415 | Yes |  | Pwr_2415 |  | 70.7286 | 70.7286 | 70.7286
4 | 11 | 15 | 2416 | Yes |  | Pwr_2416 |  | 71.422 | 71.422 | 71.422
4 | 11 | 16 | 2417 | Yes |  | Pwr_2417 |  | 72.8088 | 72.8088 | 72.8088
4 | 11 | 17 | 2418 | Yes |  | Pwr_2418 |  | 58.9405 | 58.9405 | 58.9405
4 | 11 | 18 | 2419 | Yes |  | Pwr_2419 |  | 48.5392 | 48.5392 | 48.5392
4 | 11 | 19 | 2420 | Yes |  | Pwr_2420 |  | 38.1379 | 38.1379 | 38.1379
4 | 11 | 20 | 2421 | Yes |  | Pwr_2421 |  | 24.2696 | 24.2696 | 24.2696
4 | 11 | 21 | 2422 | Yes |  | Pwr_2422 |  | 13.8683 | 13.8683 | 13.8683
4 | 11 | 22 | 2423 | Yes |  | Pwr_2423 |  | 13.8683 | 13.8683 | 13.8683
4 | 11 | 23 | 2424 | Yes |  | Pwr_2424 |  | 13.8683 | 13.8683 | 13.8683
4 | 12 | 0 | 2425 | Yes |  | Pwr_2425 |  | 13.8683 | 13.8683 | 13.8683
4 | 12 | 1 | 2426 | Yes |  | Pwr_2426 |  | 13.8683 | 13.8683 | 13.8683
4 | 12 | 2 | 2427 | Yes |  | Pwr_2427 |  | 13.8683 | 13.8683 | 13.8683
4 | 12 | 3 | 2428 | Yes |  | Pwr_2428 |  | 13.8683 | 13.8683 | 13.8683
4 | 12 | 4 | 2429 | Yes |  | Pwr_2429 |  | 20.8025 | 20.8025 | 20.8025
4 | 12 | 5 | 2430 | Yes |  | Pwr_2430 |  | 31.2038 | 31.2038 | 31.2038
4 | 12 | 6 | 2431 | Yes |  | Pwr_2431 |  | 40.2182 | 40.2182 | 40.2182
4 | 12 | 7 | 2432 | Yes |  | Pwr_2432 |  | 48.5392 | 48.5392 | 48.5392
4 | 12 | 8 | 2433 | Yes |  | Pwr_2433 |  | 58.9405 | 58.9405 | 58.9405
4 | 12 | 9 | 2434 | Yes |  | Pwr_2434 |  | 71.422 | 71.422 | 71.422
4 | 12 | 10 | 2435 | Yes |  | Pwr_2435 |  | 68.6483 | 68.6483 | 68.6483
4 | 12 | 11 | 2436 | Yes |  | Pwr_2436 |  | 63.7944 | 63.7944 | 63.7944
4 | 12 | 12 | 2437 | Yes |  | Pwr_2437 |  | 65.8746 | 65.8746 | 65.8746
4 | 12 | 13 | 2438 | Yes |  | Pwr_2438 |  | 69.3417 | 69.3417 | 69.3417
4 | 12 | 14 | 2439 | Yes |  | Pwr_2439 |  | 70.7286 | 70.7286 | 70.7286
4 | 12 | 15 | 2440 | Yes |  | Pwr_2440 |  | 71.422 | 71.422 | 71.422
4 | 12 | 16 | 2441 | Yes |  | Pwr_2441 |  | 72.8088 | 72.8088 | 72.8088
4 | 12 | 17 | 2442 | Yes |  | Pwr_2442 |  | 58.9405 | 58.9405 | 58.9405
4 | 12 | 18 | 2443 | Yes |  | Pwr_2443 |  | 48.5392 | 48.5392 | 48.5392
4 | 12 | 19 | 2444 | Yes |  | Pwr_2444 |  | 38.1379 | 38.1379 | 38.1379
4 | 12 | 20 | 2445 | Yes |  | Pwr_2445 |  | 24.2696 | 24.2696 | 24.2696
4 | 12 | 21 | 2446 | Yes |  | Pwr_2446 |  | 13.8683 | 13.8683 | 13.8683
4 | 12 | 22 | 2447 | Yes |  | Pwr_2447 |  | 13.8683 | 13.8683 | 13.8683
4 | 12 | 23 | 2448 | Yes |  | Pwr_2448 |  | 13.8683 | 13.8683 | 13.8683
4 | 13 | 0 | 2449 | Yes |  | Pwr_2449 |  | 13.8683 | 13.8683 | 13.8683
4 | 13 | 1 | 2450 | Yes |  | Pwr_2450 |  | 13.8683 | 13.8683 | 13.8683
4 | 13 | 2 | 2451 | Yes |  | Pwr_2451 |  | 13.8683 | 13.8683 | 13.8683
4 | 13 | 3 | 2452 | Yes |  | Pwr_2452 |  | 13.8683 | 13.8683 | 13.8683
4 | 13 | 4 | 2453 | Yes |  | Pwr_2453 |  | 20.8025 | 20.8025 | 20.8025
4 | 13 | 5 | 2454 | Yes |  | Pwr_2454 |  | 31.2038 | 31.2038 | 31.2038
4 | 13 | 6 | 2455 | Yes |  | Pwr_2455 |  | 40.2182 | 40.2182 | 40.2182
4 | 13 | 7 | 2456 | Yes |  | Pwr_2456 |  | 48.5392 | 48.5392 | 48.5392
4 | 13 | 8 | 2457 | Yes |  | Pwr_2457 |  | 58.9405 | 58.9405 | 58.9405
4 | 13 | 9 | 2458 | Yes |  | Pwr_2458 |  | 71.422 | 71.422 | 71.422
4 | 13 | 10 | 2459 | Yes |  | Pwr_2459 |  | 68.6483 | 68.6483 | 68.6483
4 | 13 | 11 | 2460 | Yes |  | Pwr_2460 |  | 63.7944 | 63.7944 | 63.7944
4 | 13 | 12 | 2461 | Yes |  | Pwr_2461 |  | 65.8746 | 65.8746 | 65.8746
4 | 13 | 13 | 2462 | Yes |  | Pwr_2462 |  | 69.3417 | 69.3417 | 69.3417
4 | 13 | 14 | 2463 | Yes |  | Pwr_2463 |  | 70.7286 | 70.7286 | 70.7286
4 | 13 | 15 | 2464 | Yes |  | Pwr_2464 |  | 71.422 | 71.422 | 71.422
4 | 13 | 16 | 2465 | Yes |  | Pwr_2465 |  | 72.8088 | 72.8088 | 72.8088
4 | 13 | 17 | 2466 | Yes |  | Pwr_2466 |  | 58.9405 | 58.9405 | 58.9405
4 | 13 | 18 | 2467 | Yes |  | Pwr_2467 |  | 48.5392 | 48.5392 | 48.5392
4 | 13 | 19 | 2468 | Yes |  | Pwr_2468 |  | 38.1379 | 38.1379 | 38.1379
4 | 13 | 20 | 2469 | Yes |  | Pwr_2469 |  | 24.2696 | 24.2696 | 24.2696
4 | 13 | 21 | 2470 | Yes |  | Pwr_2470 |  | 13.8683 | 13.8683 | 13.8683
4 | 13 | 22 | 2471 | Yes |  | Pwr_2471 |  | 13.8683 | 13.8683 | 13.8683
4 | 13 | 23 | 2472 | Yes |  | Pwr_2472 |  | 13.8683 | 13.8683 | 13.8683
4 | 14 | 0 | 2473 | Saturday |  | Pwr_2473 |  | 13.8683 | 13.8683 | 13.8683
4 | 14 | 1 | 2474 | Saturday |  | Pwr_2474 |  | 13.8683 | 13.8683 | 13.8683
4 | 14 | 2 | 2475 | Saturday |  | Pwr_2475 |  | 13.8683 | 13.8683 | 13.8683
4 | 14 | 3 | 2476 | Saturday |  | Pwr_2476 |  | 13.8683 | 13.8683 | 13.8683
4 | 14 | 4 | 2477 | Saturday |  | Pwr_2477 |  | 13.8683 | 13.8683 | 13.8683
4 | 14 | 5 | 2478 | Saturday |  | Pwr_2478 |  | 13.8683 | 13.8683 | 13.8683
4 | 14 | 6 | 2479 | Saturday |  | Pwr_2479 |  | 13.8683 | 13.8683 | 13.8683
4 | 14 | 7 | 2480 | Saturday |  | Pwr_2480 |  | 13.8683 | 13.8683 | 13.8683
4 | 14 | 8 | 2481 | Saturday |  | Pwr_2481 |  | 13.8683 | 13.8683 | 13.8683
4 | 14 | 9 | 2482 | Saturday |  | Pwr_2482 |  | 13.8683 | 13.8683 | 13.8683
4 | 14 | 10 | 2483 | Saturday |  | Pwr_2483 |  | 13.8683 | 13.8683 | 13.8683
4 | 14 | 11 | 2484 | Saturday |  | Pwr_2484 |  | 13.8683 | 13.8683 | 13.8683
4 | 14 | 12 | 2485 | Saturday |  | Pwr_2485 |  | 13.8683 | 13.8683 | 13.8683
4 | 14 | 13 | 2486 | Saturday |  | Pwr_2486 |  | 13.8683 | 13.8683 | 13.8683
4 | 14 | 14 | 2487 | Saturday |  | Pwr_2487 |  | 13.8683 | 13.8683 | 13.8683
4 | 14 | 15 | 2488 | Saturday |  | Pwr_2488 |  | 13.8683 | 13.8683 | 13.8683
4 | 14 | 16 | 2489 | Saturday |  | Pwr_2489 |  | 13.8683 | 13.8683 | 13.8683
4 | 14 | 17 | 2490 | Saturday |  | Pwr_2490 |  | 13.8683 | 13.8683 | 13.8683
4 | 14 | 18 | 2491 | Saturday |  | Pwr_2491 |  | 13.8683 | 13.8683 | 13.8683
4 | 14 | 19 | 2492 | Saturday |  | Pwr_2492 |  | 13.8683 | 13.8683 | 13.8683
4 | 14 | 20 | 2493 | Saturday |  | Pwr_2493 |  | 13.8683 | 13.8683 | 13.8683
4 | 14 | 21 | 2494 | Saturday |  | Pwr_2494 |  | 13.8683 | 13.8683 | 13.8683
4 | 14 | 22 | 2495 | Saturday |  | Pwr_2495 |  | 13.8683 | 13.8683 | 13.8683
4 | 14 | 23 | 2496 | Saturday |  | Pwr_2496 |  | 13.8683 | 13.8683 | 13.8683
4 | 15 | 0 | 2497 | Sunday |  | Pwr_2497 |  | 13.8683 | 13.8683 | 13.8683
4 | 15 | 1 | 2498 | Sunday |  | Pwr_2498 |  | 13.8683 | 13.8683 | 13.8683
4 | 15 | 2 | 2499 | Sunday |  | Pwr_2499 |  | 13.8683 | 13.8683 | 13.8683
4 | 15 | 3 | 2500 | Sunday |  | Pwr_2500 |  | 13.8683 | 13.8683 | 13.8683
4 | 15 | 4 | 2501 | Sunday |  | Pwr_2501 |  | 13.8683 | 13.8683 | 13.8683
4 | 15 | 5 | 2502 | Sunday |  | Pwr_2502 |  | 13.8683 | 13.8683 | 13.8683
4 | 15 | 6 | 2503 | Sunday |  | Pwr_2503 |  | 13.8683 | 13.8683 | 13.8683
4 | 15 | 7 | 2504 | Sunday |  | Pwr_2504 |  | 13.8683 | 13.8683 | 13.8683
4 | 15 | 8 | 2505 | Sunday |  | Pwr_2505 |  | 13.8683 | 13.8683 | 13.8683
4 | 15 | 9 | 2506 | Sunday |  | Pwr_2506 |  | 13.8683 | 13.8683 | 13.8683
4 | 15 | 10 | 2507 | Sunday |  | Pwr_2507 |  | 13.8683 | 13.8683 | 13.8683
4 | 15 | 11 | 2508 | Sunday |  | Pwr_2508 |  | 13.8683 | 13.8683 | 13.8683
4 | 15 | 12 | 2509 | Sunday |  | Pwr_2509 |  | 13.8683 | 13.8683 | 13.8683
4 | 15 | 13 | 2510 | Sunday |  | Pwr_2510 |  | 13.8683 | 13.8683 | 13.8683
4 | 15 | 14 | 2511 | Sunday |  | Pwr_2511 |  | 13.8683 | 13.8683 | 13.8683
4 | 15 | 15 | 2512 | Sunday |  | Pwr_2512 |  | 13.8683 | 13.8683 | 13.8683
4 | 15 | 16 | 2513 | Sunday |  | Pwr_2513 |  | 13.8683 | 13.8683 | 13.8683
4 | 15 | 17 | 2514 | Sunday |  | Pwr_2514 |  | 13.8683 | 13.8683 | 13.8683
4 | 15 | 18 | 2515 | Sunday |  | Pwr_2515 |  | 13.8683 | 13.8683 | 13.8683
4 | 15 | 19 | 2516 | Sunday |  | Pwr_2516 |  | 13.8683 | 13.8683 | 13.8683
4 | 15 | 20 | 2517 | Sunday |  | Pwr_2517 |  | 13.8683 | 13.8683 | 13.8683
4 | 15 | 21 | 2518 | Sunday |  | Pwr_2518 |  | 13.8683 | 13.8683 | 13.8683
4 | 15 | 22 | 2519 | Sunday |  | Pwr_2519 |  | 13.8683 | 13.8683 | 13.8683
4 | 15 | 23 | 2520 | Sunday |  | Pwr_2520 |  | 13.8683 | 13.8683 | 13.8683
4 | 16 | 0 | 2521 | Yes |  | Pwr_2521 |  | 13.8683 | 13.8683 | 13.8683
4 | 16 | 1 | 2522 | Yes |  | Pwr_2522 |  | 13.8683 | 13.8683 | 13.8683
4 | 16 | 2 | 2523 | Yes |  | Pwr_2523 |  | 13.8683 | 13.8683 | 13.8683
4 | 16 | 3 | 2524 | Yes |  | Pwr_2524 |  | 13.8683 | 13.8683 | 13.8683
4 | 16 | 4 | 2525 | Yes |  | Pwr_2525 |  | 20.8025 | 20.8025 | 20.8025
4 | 16 | 5 | 2526 | Yes |  | Pwr_2526 |  | 31.2038 | 31.2038 | 31.2038
4 | 16 | 6 | 2527 | Yes |  | Pwr_2527 |  | 40.2182 | 40.2182 | 40.2182
4 | 16 | 7 | 2528 | Yes |  | Pwr_2528 |  | 48.5392 | 48.5392 | 48.5392
4 | 16 | 8 | 2529 | Yes |  | Pwr_2529 |  | 58.9405 | 58.9405 | 58.9405
4 | 16 | 9 | 2530 | Yes |  | Pwr_2530 |  | 71.422 | 71.422 | 71.422
4 | 16 | 10 | 2531 | Yes |  | Pwr_2531 |  | 68.6483 | 68.6483 | 68.6483
4 | 16 | 11 | 2532 | Yes |  | Pwr_2532 |  | 63.7944 | 63.7944 | 63.7944
4 | 16 | 12 | 2533 | Yes |  | Pwr_2533 |  | 65.8746 | 65.8746 | 65.8746
4 | 16 | 13 | 2534 | Yes |  | Pwr_2534 |  | 69.3417 | 69.3417 | 69.3417
4 | 16 | 14 | 2535 | Yes |  | Pwr_2535 |  | 70.7286 | 70.7286 | 70.7286
4 | 16 | 15 | 2536 | Yes |  | Pwr_2536 |  | 71.422 | 71.422 | 71.422
4 | 16 | 16 | 2537 | Yes |  | Pwr_2537 |  | 72.8088 | 72.8088 | 72.8088
4 | 16 | 17 | 2538 | Yes |  | Pwr_2538 |  | 58.9405 | 58.9405 | 58.9405
4 | 16 | 18 | 2539 | Yes |  | Pwr_2539 |  | 48.5392 | 48.5392 | 48.5392
4 | 16 | 19 | 2540 | Yes |  | Pwr_2540 |  | 38.1379 | 38.1379 | 38.1379
4 | 16 | 20 | 2541 | Yes |  | Pwr_2541 |  | 24.2696 | 24.2696 | 24.2696
4 | 16 | 21 | 2542 | Yes |  | Pwr_2542 |  | 13.8683 | 13.8683 | 13.8683
4 | 16 | 22 | 2543 | Yes |  | Pwr_2543 |  | 13.8683 | 13.8683 | 13.8683
4 | 16 | 23 | 2544 | Yes |  | Pwr_2544 |  | 13.8683 | 13.8683 | 13.8683
4 | 17 | 0 | 2545 | Yes |  | Pwr_2545 |  | 13.8683 | 13.8683 | 13.8683
4 | 17 | 1 | 2546 | Yes |  | Pwr_2546 |  | 13.8683 | 13.8683 | 13.8683
4 | 17 | 2 | 2547 | Yes |  | Pwr_2547 |  | 13.8683 | 13.8683 | 13.8683
4 | 17 | 3 | 2548 | Yes |  | Pwr_2548 |  | 13.8683 | 13.8683 | 13.8683
4 | 17 | 4 | 2549 | Yes |  | Pwr_2549 |  | 20.8025 | 20.8025 | 20.8025
4 | 17 | 5 | 2550 | Yes |  | Pwr_2550 |  | 31.2038 | 31.2038 | 31.2038
4 | 17 | 6 | 2551 | Yes |  | Pwr_2551 |  | 40.2182 | 40.2182 | 40.2182
4 | 17 | 7 | 2552 | Yes |  | Pwr_2552 |  | 48.5392 | 48.5392 | 48.5392
4 | 17 | 8 | 2553 | Yes |  | Pwr_2553 |  | 58.9405 | 58.9405 | 58.9405
4 | 17 | 9 | 2554 | Yes |  | Pwr_2554 |  | 71.422 | 71.422 | 71.422
4 | 17 | 10 | 2555 | Yes |  | Pwr_2555 |  | 68.6483 | 68.6483 | 68.6483
4 | 17 | 11 | 2556 | Yes |  | Pwr_2556 |  | 63.7944 | 63.7944 | 63.7944
4 | 17 | 12 | 2557 | Yes |  | Pwr_2557 |  | 65.8746 | 65.8746 | 65.8746
4 | 17 | 13 | 2558 | Yes |  | Pwr_2558 |  | 69.3417 | 69.3417 | 69.3417
4 | 17 | 14 | 2559 | Yes |  | Pwr_2559 |  | 70.7286 | 70.7286 | 70.7286
4 | 17 | 15 | 2560 | Yes |  | Pwr_2560 |  | 71.422 | 71.422 | 71.422
4 | 17 | 16 | 2561 | Yes |  | Pwr_2561 |  | 72.8088 | 72.8088 | 72.8088
4 | 17 | 17 | 2562 | Yes |  | Pwr_2562 |  | 58.9405 | 58.9405 | 58.9405
4 | 17 | 18 | 2563 | Yes |  | Pwr_2563 |  | 48.5392 | 48.5392 | 48.5392
4 | 17 | 19 | 2564 | Yes |  | Pwr_2564 |  | 38.1379 | 38.1379 | 38.1379
4 | 17 | 20 | 2565 | Yes |  | Pwr_2565 |  | 24.2696 | 24.2696 | 24.2696
4 | 17 | 21 | 2566 | Yes |  | Pwr_2566 |  | 13.8683 | 13.8683 | 13.8683
4 | 17 | 22 | 2567 | Yes |  | Pwr_2567 |  | 13.8683 | 13.8683 | 13.8683
4 | 17 | 23 | 2568 | Yes |  | Pwr_2568 |  | 13.8683 | 13.8683 | 13.8683
4 | 18 | 0 | 2569 | Yes |  | Pwr_2569 |  | 13.8683 | 13.8683 | 13.8683
4 | 18 | 1 | 2570 | Yes |  | Pwr_2570 |  | 13.8683 | 13.8683 | 13.8683
4 | 18 | 2 | 2571 | Yes |  | Pwr_2571 |  | 13.8683 | 13.8683 | 13.8683
4 | 18 | 3 | 2572 | Yes |  | Pwr_2572 |  | 13.8683 | 13.8683 | 13.8683
4 | 18 | 4 | 2573 | Yes |  | Pwr_2573 |  | 20.8025 | 20.8025 | 20.8025
4 | 18 | 5 | 2574 | Yes |  | Pwr_2574 |  | 31.2038 | 31.2038 | 31.2038
4 | 18 | 6 | 2575 | Yes |  | Pwr_2575 |  | 40.2182 | 40.2182 | 40.2182
4 | 18 | 7 | 2576 | Yes |  | Pwr_2576 |  | 48.5392 | 48.5392 | 48.5392
4 | 18 | 8 | 2577 | Yes |  | Pwr_2577 |  | 58.9405 | 58.9405 | 58.9405
4 | 18 | 9 | 2578 | Yes |  | Pwr_2578 |  | 71.422 | 71.422 | 71.422
4 | 18 | 10 | 2579 | Yes |  | Pwr_2579 |  | 68.6483 | 68.6483 | 68.6483
4 | 18 | 11 | 2580 | Yes |  | Pwr_2580 |  | 63.7944 | 63.7944 | 63.7944
4 | 18 | 12 | 2581 | Yes |  | Pwr_2581 |  | 65.8746 | 65.8746 | 65.8746
4 | 18 | 13 | 2582 | Yes |  | Pwr_2582 |  | 69.3417 | 69.3417 | 69.3417
4 | 18 | 14 | 2583 | Yes |  | Pwr_2583 |  | 70.7286 | 70.7286 | 70.7286
4 | 18 | 15 | 2584 | Yes |  | Pwr_2584 |  | 71.422 | 71.422 | 71.422
4 | 18 | 16 | 2585 | Yes |  | Pwr_2585 |  | 72.8088 | 72.8088 | 72.8088
4 | 18 | 17 | 2586 | Yes |  | Pwr_2586 |  | 58.9405 | 58.9405 | 58.9405
4 | 18 | 18 | 2587 | Yes |  | Pwr_2587 |  | 48.5392 | 48.5392 | 48.5392
4 | 18 | 19 | 2588 | Yes |  | Pwr_2588 |  | 38.1379 | 38.1379 | 38.1379
4 | 18 | 20 | 2589 | Yes |  | Pwr_2589 |  | 24.2696 | 24.2696 | 24.2696
4 | 18 | 21 | 2590 | Yes |  | Pwr_2590 |  | 13.8683 | 13.8683 | 13.8683
4 | 18 | 22 | 2591 | Yes |  | Pwr_2591 |  | 13.8683 | 13.8683 | 13.8683
4 | 18 | 23 | 2592 | Yes |  | Pwr_2592 |  | 13.8683 | 13.8683 | 13.8683
4 | 19 | 0 | 2593 | Yes |  | Pwr_2593 |  | 13.8683 | 13.8683 | 13.8683
4 | 19 | 1 | 2594 | Yes |  | Pwr_2594 |  | 13.8683 | 13.8683 | 13.8683
4 | 19 | 2 | 2595 | Yes |  | Pwr_2595 |  | 13.8683 | 13.8683 | 13.8683
4 | 19 | 3 | 2596 | Yes |  | Pwr_2596 |  | 13.8683 | 13.8683 | 13.8683
4 | 19 | 4 | 2597 | Yes |  | Pwr_2597 |  | 20.8025 | 20.8025 | 20.8025
4 | 19 | 5 | 2598 | Yes |  | Pwr_2598 |  | 31.2038 | 31.2038 | 31.2038
4 | 19 | 6 | 2599 | Yes |  | Pwr_2599 |  | 40.2182 | 40.2182 | 40.2182
4 | 19 | 7 | 2600 | Yes |  | Pwr_2600 |  | 48.5392 | 48.5392 | 48.5392
4 | 19 | 8 | 2601 | Yes |  | Pwr_2601 |  | 58.9405 | 58.9405 | 58.9405
4 | 19 | 9 | 2602 | Yes |  | Pwr_2602 |  | 71.422 | 71.422 | 71.422
4 | 19 | 10 | 2603 | Yes |  | Pwr_2603 |  | 68.6483 | 68.6483 | 68.6483
4 | 19 | 11 | 2604 | Yes |  | Pwr_2604 |  | 63.7944 | 63.7944 | 63.7944
4 | 19 | 12 | 2605 | Yes |  | Pwr_2605 |  | 65.8746 | 65.8746 | 65.8746
4 | 19 | 13 | 2606 | Yes |  | Pwr_2606 |  | 69.3417 | 69.3417 | 69.3417
4 | 19 | 14 | 2607 | Yes |  | Pwr_2607 |  | 70.7286 | 70.7286 | 70.7286
4 | 19 | 15 | 2608 | Yes |  | Pwr_2608 |  | 71.422 | 71.422 | 71.422
4 | 19 | 16 | 2609 | Yes |  | Pwr_2609 |  | 72.8088 | 72.8088 | 72.8088
4 | 19 | 17 | 2610 | Yes |  | Pwr_2610 |  | 58.9405 | 58.9405 | 58.9405
4 | 19 | 18 | 2611 | Yes |  | Pwr_2611 |  | 48.5392 | 48.5392 | 48.5392
4 | 19 | 19 | 2612 | Yes |  | Pwr_2612 |  | 38.1379 | 38.1379 | 38.1379
4 | 19 | 20 | 2613 | Yes |  | Pwr_2613 |  | 24.2696 | 24.2696 | 24.2696
4 | 19 | 21 | 2614 | Yes |  | Pwr_2614 |  | 13.8683 | 13.8683 | 13.8683
4 | 19 | 22 | 2615 | Yes |  | Pwr_2615 |  | 13.8683 | 13.8683 | 13.8683
4 | 19 | 23 | 2616 | Yes |  | Pwr_2616 |  | 13.8683 | 13.8683 | 13.8683
4 | 20 | 0 | 2617 | Yes |  | Pwr_2617 |  | 13.8683 | 13.8683 | 13.8683
4 | 20 | 1 | 2618 | Yes |  | Pwr_2618 |  | 13.8683 | 13.8683 | 13.8683
4 | 20 | 2 | 2619 | Yes |  | Pwr_2619 |  | 13.8683 | 13.8683 | 13.8683
4 | 20 | 3 | 2620 | Yes |  | Pwr_2620 |  | 13.8683 | 13.8683 | 13.8683
4 | 20 | 4 | 2621 | Yes |  | Pwr_2621 |  | 20.8025 | 20.8025 | 20.8025
4 | 20 | 5 | 2622 | Yes |  | Pwr_2622 |  | 31.2038 | 31.2038 | 31.2038
4 | 20 | 6 | 2623 | Yes |  | Pwr_2623 |  | 40.2182 | 40.2182 | 40.2182
4 | 20 | 7 | 2624 | Yes |  | Pwr_2624 |  | 48.5392 | 48.5392 | 48.5392
4 | 20 | 8 | 2625 | Yes |  | Pwr_2625 |  | 58.9405 | 58.9405 | 58.9405
4 | 20 | 9 | 2626 | Yes |  | Pwr_2626 |  | 71.422 | 71.422 | 71.422
4 | 20 | 10 | 2627 | Yes |  | Pwr_2627 |  | 68.6483 | 68.6483 | 68.6483
4 | 20 | 11 | 2628 | Yes |  | Pwr_2628 |  | 63.7944 | 63.7944 | 63.7944
4 | 20 | 12 | 2629 | Yes |  | Pwr_2629 |  | 65.8746 | 65.8746 | 65.8746
4 | 20 | 13 | 2630 | Yes |  | Pwr_2630 |  | 69.3417 | 69.3417 | 69.3417
4 | 20 | 14 | 2631 | Yes |  | Pwr_2631 |  | 70.7286 | 70.7286 | 70.7286
4 | 20 | 15 | 2632 | Yes |  | Pwr_2632 |  | 71.422 | 71.422 | 71.422
4 | 20 | 16 | 2633 | Yes |  | Pwr_2633 |  | 72.8088 | 72.8088 | 72.8088
4 | 20 | 17 | 2634 | Yes |  | Pwr_2634 |  | 58.9405 | 58.9405 | 58.9405
4 | 20 | 18 | 2635 | Yes |  | Pwr_2635 |  | 48.5392 | 48.5392 | 48.5392
4 | 20 | 19 | 2636 | Yes |  | Pwr_2636 |  | 38.1379 | 38.1379 | 38.1379
4 | 20 | 20 | 2637 | Yes |  | Pwr_2637 |  | 24.2696 | 24.2696 | 24.2696
4 | 20 | 21 | 2638 | Yes |  | Pwr_2638 |  | 13.8683 | 13.8683 | 13.8683
4 | 20 | 22 | 2639 | Yes |  | Pwr_2639 |  | 13.8683 | 13.8683 | 13.8683
4 | 20 | 23 | 2640 | Yes |  | Pwr_2640 |  | 13.8683 | 13.8683 | 13.8683
4 | 21 | 0 | 2641 | Saturday |  | Pwr_2641 |  | 13.8683 | 13.8683 | 13.8683
4 | 21 | 1 | 2642 | Saturday |  | Pwr_2642 |  | 13.8683 | 13.8683 | 13.8683
4 | 21 | 2 | 2643 | Saturday |  | Pwr_2643 |  | 13.8683 | 13.8683 | 13.8683
4 | 21 | 3 | 2644 | Saturday |  | Pwr_2644 |  | 13.8683 | 13.8683 | 13.8683
4 | 21 | 4 | 2645 | Saturday |  | Pwr_2645 |  | 13.8683 | 13.8683 | 13.8683
4 | 21 | 5 | 2646 | Saturday |  | Pwr_2646 |  | 13.8683 | 13.8683 | 13.8683
4 | 21 | 6 | 2647 | Saturday |  | Pwr_2647 |  | 13.8683 | 13.8683 | 13.8683
4 | 21 | 7 | 2648 | Saturday |  | Pwr_2648 |  | 13.8683 | 13.8683 | 13.8683
4 | 21 | 8 | 2649 | Saturday |  | Pwr_2649 |  | 13.8683 | 13.8683 | 13.8683
4 | 21 | 9 | 2650 | Saturday |  | Pwr_2650 |  | 13.8683 | 13.8683 | 13.8683
4 | 21 | 10 | 2651 | Saturday |  | Pwr_2651 |  | 13.8683 | 13.8683 | 13.8683
4 | 21 | 11 | 2652 | Saturday |  | Pwr_2652 |  | 13.8683 | 13.8683 | 13.8683
4 | 21 | 12 | 2653 | Saturday |  | Pwr_2653 |  | 13.8683 | 13.8683 | 13.8683
4 | 21 | 13 | 2654 | Saturday |  | Pwr_2654 |  | 13.8683 | 13.8683 | 13.8683
4 | 21 | 14 | 2655 | Saturday |  | Pwr_2655 |  | 13.8683 | 13.8683 | 13.8683
4 | 21 | 15 | 2656 | Saturday |  | Pwr_2656 |  | 13.8683 | 13.8683 | 13.8683
4 | 21 | 16 | 2657 | Saturday |  | Pwr_2657 |  | 13.8683 | 13.8683 | 13.8683
4 | 21 | 17 | 2658 | Saturday |  | Pwr_2658 |  | 13.8683 | 13.8683 | 13.8683
4 | 21 | 18 | 2659 | Saturday |  | Pwr_2659 |  | 13.8683 | 13.8683 | 13.8683
4 | 21 | 19 | 2660 | Saturday |  | Pwr_2660 |  | 13.8683 | 13.8683 | 13.8683
4 | 21 | 20 | 2661 | Saturday |  | Pwr_2661 |  | 13.8683 | 13.8683 | 13.8683
4 | 21 | 21 | 2662 | Saturday |  | Pwr_2662 |  | 13.8683 | 13.8683 | 13.8683
4 | 21 | 22 | 2663 | Saturday |  | Pwr_2663 |  | 13.8683 | 13.8683 | 13.8683
4 | 21 | 23 | 2664 | Saturday |  | Pwr_2664 |  | 13.8683 | 13.8683 | 13.8683
4 | 22 | 0 | 2665 | Sunday |  | Pwr_2665 |  | 13.8683 | 13.8683 | 13.8683
4 | 22 | 1 | 2666 | Sunday |  | Pwr_2666 |  | 13.8683 | 13.8683 | 13.8683
4 | 22 | 2 | 2667 | Sunday |  | Pwr_2667 |  | 13.8683 | 13.8683 | 13.8683
4 | 22 | 3 | 2668 | Sunday |  | Pwr_2668 |  | 13.8683 | 13.8683 | 13.8683
4 | 22 | 4 | 2669 | Sunday |  | Pwr_2669 |  | 13.8683 | 13.8683 | 13.8683
4 | 22 | 5 | 2670 | Sunday |  | Pwr_2670 |  | 13.8683 | 13.8683 | 13.8683
4 | 22 | 6 | 2671 | Sunday |  | Pwr_2671 |  | 13.8683 | 13.8683 | 13.8683
4 | 22 | 7 | 2672 | Sunday |  | Pwr_2672 |  | 13.8683 | 13.8683 | 13.8683
4 | 22 | 8 | 2673 | Sunday |  | Pwr_2673 |  | 13.8683 | 13.8683 | 13.8683
4 | 22 | 9 | 2674 | Sunday |  | Pwr_2674 |  | 13.8683 | 13.8683 | 13.8683
4 | 22 | 10 | 2675 | Sunday |  | Pwr_2675 |  | 13.8683 | 13.8683 | 13.8683
4 | 22 | 11 | 2676 | Sunday |  | Pwr_2676 |  | 13.8683 | 13.8683 | 13.8683
4 | 22 | 12 | 2677 | Sunday |  | Pwr_2677 |  | 13.8683 | 13.8683 | 13.8683
4 | 22 | 13 | 2678 | Sunday |  | Pwr_2678 |  | 13.8683 | 13.8683 | 13.8683
4 | 22 | 14 | 2679 | Sunday |  | Pwr_2679 |  | 13.8683 | 13.8683 | 13.8683
4 | 22 | 15 | 2680 | Sunday |  | Pwr_2680 |  | 13.8683 | 13.8683 | 13.8683
4 | 22 | 16 | 2681 | Sunday |  | Pwr_2681 |  | 13.8683 | 13.8683 | 13.8683
4 | 22 | 17 | 2682 | Sunday |  | Pwr_2682 |  | 13.8683 | 13.8683 | 13.8683
4 | 22 | 18 | 2683 | Sunday |  | Pwr_2683 |  | 13.8683 | 13.8683 | 13.8683
4 | 22 | 19 | 2684 | Sunday |  | Pwr_2684 |  | 13.8683 | 13.8683 | 13.8683
4 | 22 | 20 | 2685 | Sunday |  | Pwr_2685 |  | 13.8683 | 13.8683 | 13.8683
4 | 22 | 21 | 2686 | Sunday |  | Pwr_2686 |  | 13.8683 | 13.8683 | 13.8683
4 | 22 | 22 | 2687 | Sunday |  | Pwr_2687 |  | 13.8683 | 13.8683 | 13.8683
4 | 22 | 23 | 2688 | Sunday |  | Pwr_2688 |  | 13.8683 | 13.8683 | 13.8683
4 | 23 | 0 | 2689 | Yes |  | Pwr_2689 |  | 13.8683 | 13.8683 | 13.8683
4 | 23 | 1 | 2690 | Yes |  | Pwr_2690 |  | 13.8683 | 13.8683 | 13.8683
4 | 23 | 2 | 2691 | Yes |  | Pwr_2691 |  | 13.8683 | 13.8683 | 13.8683
4 | 23 | 3 | 2692 | Yes |  | Pwr_2692 |  | 13.8683 | 13.8683 | 13.8683
4 | 23 | 4 | 2693 | Yes |  | Pwr_2693 |  | 20.8025 | 20.8025 | 20.8025
4 | 23 | 5 | 2694 | Yes |  | Pwr_2694 |  | 31.2038 | 31.2038 | 31.2038
4 | 23 | 6 | 2695 | Yes |  | Pwr_2695 |  | 40.2182 | 40.2182 | 40.2182
4 | 23 | 7 | 2696 | Yes |  | Pwr_2696 |  | 48.5392 | 48.5392 | 48.5392
4 | 23 | 8 | 2697 | Yes |  | Pwr_2697 |  | 58.9405 | 58.9405 | 58.9405
4 | 23 | 9 | 2698 | Yes |  | Pwr_2698 |  | 71.422 | 71.422 | 71.422
4 | 23 | 10 | 2699 | Yes |  | Pwr_2699 |  | 68.6483 | 68.6483 | 68.6483
4 | 23 | 11 | 2700 | Yes |  | Pwr_2700 |  | 63.7944 | 63.7944 | 63.7944
4 | 23 | 12 | 2701 | Yes |  | Pwr_2701 |  | 65.8746 | 65.8746 | 65.8746
4 | 23 | 13 | 2702 | Yes |  | Pwr_2702 |  | 69.3417 | 69.3417 | 69.3417
4 | 23 | 14 | 2703 | Yes |  | Pwr_2703 |  | 70.7286 | 70.7286 | 70.7286
4 | 23 | 15 | 2704 | Yes |  | Pwr_2704 |  | 71.422 | 71.422 | 71.422
4 | 23 | 16 | 2705 | Yes |  | Pwr_2705 |  | 72.8088 | 72.8088 | 72.8088
4 | 23 | 17 | 2706 | Yes |  | Pwr_2706 |  | 58.9405 | 58.9405 | 58.9405
4 | 23 | 18 | 2707 | Yes |  | Pwr_2707 |  | 48.5392 | 48.5392 | 48.5392
4 | 23 | 19 | 2708 | Yes |  | Pwr_2708 |  | 38.1379 | 38.1379 | 38.1379
4 | 23 | 20 | 2709 | Yes |  | Pwr_2709 |  | 24.2696 | 24.2696 | 24.2696
4 | 23 | 21 | 2710 | Yes |  | Pwr_2710 |  | 13.8683 | 13.8683 | 13.8683
4 | 23 | 22 | 2711 | Yes |  | Pwr_2711 |  | 13.8683 | 13.8683 | 13.8683
4 | 23 | 23 | 2712 | Yes |  | Pwr_2712 |  | 13.8683 | 13.8683 | 13.8683
4 | 24 | 0 | 2713 | Yes |  | Pwr_2713 |  | 13.8683 | 13.8683 | 13.8683
4 | 24 | 1 | 2714 | Yes |  | Pwr_2714 |  | 13.8683 | 13.8683 | 13.8683
4 | 24 | 2 | 2715 | Yes |  | Pwr_2715 |  | 13.8683 | 13.8683 | 13.8683
4 | 24 | 3 | 2716 | Yes |  | Pwr_2716 |  | 13.8683 | 13.8683 | 13.8683
4 | 24 | 4 | 2717 | Yes |  | Pwr_2717 |  | 20.8025 | 20.8025 | 20.8025
4 | 24 | 5 | 2718 | Yes |  | Pwr_2718 |  | 31.2038 | 31.2038 | 31.2038
4 | 24 | 6 | 2719 | Yes |  | Pwr_2719 |  | 40.2182 | 40.2182 | 40.2182
4 | 24 | 7 | 2720 | Yes |  | Pwr_2720 |  | 48.5392 | 48.5392 | 48.5392
4 | 24 | 8 | 2721 | Yes |  | Pwr_2721 |  | 58.9405 | 58.9405 | 58.9405
4 | 24 | 9 | 2722 | Yes |  | Pwr_2722 |  | 71.422 | 71.422 | 71.422
4 | 24 | 10 | 2723 | Yes |  | Pwr_2723 |  | 68.6483 | 68.6483 | 68.6483
4 | 24 | 11 | 2724 | Yes |  | Pwr_2724 |  | 63.7944 | 63.7944 | 63.7944
4 | 24 | 12 | 2725 | Yes |  | Pwr_2725 |  | 65.8746 | 65.8746 | 65.8746
4 | 24 | 13 | 2726 | Yes |  | Pwr_2726 |  | 69.3417 | 69.3417 | 69.3417
4 | 24 | 14 | 2727 | Yes |  | Pwr_2727 |  | 70.7286 | 70.7286 | 70.7286
4 | 24 | 15 | 2728 | Yes |  | Pwr_2728 |  | 71.422 | 71.422 | 71.422
4 | 24 | 16 | 2729 | Yes |  | Pwr_2729 |  | 72.8088 | 72.8088 | 72.8088
4 | 24 | 17 | 2730 | Yes |  | Pwr_2730 |  | 58.9405 | 58.9405 | 58.9405
4 | 24 | 18 | 2731 | Yes |  | Pwr_2731 |  | 48.5392 | 48.5392 | 48.5392
4 | 24 | 19 | 2732 | Yes |  | Pwr_2732 |  | 38.1379 | 38.1379 | 38.1379
4 | 24 | 20 | 2733 | Yes |  | Pwr_2733 |  | 24.2696 | 24.2696 | 24.2696
4 | 24 | 21 | 2734 | Yes |  | Pwr_2734 |  | 13.8683 | 13.8683 | 13.8683
4 | 24 | 22 | 2735 | Yes |  | Pwr_2735 |  | 13.8683 | 13.8683 | 13.8683
4 | 24 | 23 | 2736 | Yes |  | Pwr_2736 |  | 13.8683 | 13.8683 | 13.8683
4 | 25 | 0 | 2737 | Yes |  | Pwr_2737 |  | 13.8683 | 13.8683 | 13.8683
4 | 25 | 1 | 2738 | Yes |  | Pwr_2738 |  | 13.8683 | 13.8683 | 13.8683
4 | 25 | 2 | 2739 | Yes |  | Pwr_2739 |  | 13.8683 | 13.8683 | 13.8683
4 | 25 | 3 | 2740 | Yes |  | Pwr_2740 |  | 13.8683 | 13.8683 | 13.8683
4 | 25 | 4 | 2741 | Yes |  | Pwr_2741 |  | 20.8025 | 20.8025 | 20.8025
4 | 25 | 5 | 2742 | Yes |  | Pwr_2742 |  | 31.2038 | 31.2038 | 31.2038
4 | 25 | 6 | 2743 | Yes |  | Pwr_2743 |  | 40.2182 | 40.2182 | 40.2182
4 | 25 | 7 | 2744 | Yes |  | Pwr_2744 |  | 48.5392 | 48.5392 | 48.5392
4 | 25 | 8 | 2745 | Yes |  | Pwr_2745 |  | 58.9405 | 58.9405 | 58.9405
4 | 25 | 9 | 2746 | Yes |  | Pwr_2746 |  | 71.422 | 71.422 | 71.422
4 | 25 | 10 | 2747 | Yes |  | Pwr_2747 |  | 68.6483 | 68.6483 | 68.6483
4 | 25 | 11 | 2748 | Yes |  | Pwr_2748 |  | 63.7944 | 63.7944 | 63.7944
4 | 25 | 12 | 2749 | Yes |  | Pwr_2749 |  | 65.8746 | 65.8746 | 65.8746
4 | 25 | 13 | 2750 | Yes |  | Pwr_2750 |  | 69.3417 | 69.3417 | 69.3417
4 | 25 | 14 | 2751 | Yes |  | Pwr_2751 |  | 70.7286 | 70.7286 | 70.7286
4 | 25 | 15 | 2752 | Yes |  | Pwr_2752 |  | 71.422 | 71.422 | 71.422
4 | 25 | 16 | 2753 | Yes |  | Pwr_2753 |  | 72.8088 | 72.8088 | 72.8088
4 | 25 | 17 | 2754 | Yes |  | Pwr_2754 |  | 58.9405 | 58.9405 | 58.9405
4 | 25 | 18 | 2755 | Yes |  | Pwr_2755 |  | 48.5392 | 48.5392 | 48.5392
4 | 25 | 19 | 2756 | Yes |  | Pwr_2756 |  | 38.1379 | 38.1379 | 38.1379
4 | 25 | 20 | 2757 | Yes |  | Pwr_2757 |  | 24.2696 | 24.2696 | 24.2696
4 | 25 | 21 | 2758 | Yes |  | Pwr_2758 |  | 13.8683 | 13.8683 | 13.8683
4 | 25 | 22 | 2759 | Yes |  | Pwr_2759 |  | 13.8683 | 13.8683 | 13.8683
4 | 25 | 23 | 2760 | Yes |  | Pwr_2760 |  | 13.8683 | 13.8683 | 13.8683
4 | 26 | 0 | 2761 | Yes |  | Pwr_2761 |  | 13.8683 | 13.8683 | 13.8683
4 | 26 | 1 | 2762 | Yes |  | Pwr_2762 |  | 13.8683 | 13.8683 | 13.8683
4 | 26 | 2 | 2763 | Yes |  | Pwr_2763 |  | 13.8683 | 13.8683 | 13.8683
4 | 26 | 3 | 2764 | Yes |  | Pwr_2764 |  | 13.8683 | 13.8683 | 13.8683
4 | 26 | 4 | 2765 | Yes |  | Pwr_2765 |  | 20.8025 | 20.8025 | 20.8025
4 | 26 | 5 | 2766 | Yes |  | Pwr_2766 |  | 31.2038 | 31.2038 | 31.2038
4 | 26 | 6 | 2767 | Yes |  | Pwr_2767 |  | 40.2182 | 40.2182 | 40.2182
4 | 26 | 7 | 2768 | Yes |  | Pwr_2768 |  | 48.5392 | 48.5392 | 48.5392
4 | 26 | 8 | 2769 | Yes |  | Pwr_2769 |  | 58.9405 | 58.9405 | 58.9405
4 | 26 | 9 | 2770 | Yes |  | Pwr_2770 |  | 71.422 | 71.422 | 71.422
4 | 26 | 10 | 2771 | Yes |  | Pwr_2771 |  | 68.6483 | 68.6483 | 68.6483
4 | 26 | 11 | 2772 | Yes |  | Pwr_2772 |  | 63.7944 | 63.7944 | 63.7944
4 | 26 | 12 | 2773 | Yes |  | Pwr_2773 |  | 65.8746 | 65.8746 | 65.8746
4 | 26 | 13 | 2774 | Yes |  | Pwr_2774 |  | 69.3417 | 69.3417 | 69.3417
4 | 26 | 14 | 2775 | Yes |  | Pwr_2775 |  | 70.7286 | 70.7286 | 70.7286
4 | 26 | 15 | 2776 | Yes |  | Pwr_2776 |  | 71.422 | 71.422 | 71.422
4 | 26 | 16 | 2777 | Yes |  | Pwr_2777 |  | 72.8088 | 72.8088 | 72.8088
4 | 26 | 17 | 2778 | Yes |  | Pwr_2778 |  | 58.9405 | 58.9405 | 58.9405
4 | 26 | 18 | 2779 | Yes |  | Pwr_2779 |  | 48.5392 | 48.5392 | 48.5392
4 | 26 | 19 | 2780 | Yes |  | Pwr_2780 |  | 38.1379 | 38.1379 | 38.1379
4 | 26 | 20 | 2781 | Yes |  | Pwr_2781 |  | 24.2696 | 24.2696 | 24.2696
4 | 26 | 21 | 2782 | Yes |  | Pwr_2782 |  | 13.8683 | 13.8683 | 13.8683
4 | 26 | 22 | 2783 | Yes |  | Pwr_2783 |  | 13.8683 | 13.8683 | 13.8683
4 | 26 | 23 | 2784 | Yes |  | Pwr_2784 |  | 13.8683 | 13.8683 | 13.8683
4 | 27 | 0 | 2785 | Yes |  | Pwr_2785 |  | 13.8683 | 13.8683 | 13.8683
4 | 27 | 1 | 2786 | Yes |  | Pwr_2786 |  | 13.8683 | 13.8683 | 13.8683
4 | 27 | 2 | 2787 | Yes |  | Pwr_2787 |  | 13.8683 | 13.8683 | 13.8683
4 | 27 | 3 | 2788 | Yes |  | Pwr_2788 |  | 13.8683 | 13.8683 | 13.8683
4 | 27 | 4 | 2789 | Yes |  | Pwr_2789 |  | 20.8025 | 20.8025 | 20.8025
4 | 27 | 5 | 2790 | Yes |  | Pwr_2790 |  | 31.2038 | 31.2038 | 31.2038
4 | 27 | 6 | 2791 | Yes |  | Pwr_2791 |  | 40.2182 | 40.2182 | 40.2182
4 | 27 | 7 | 2792 | Yes |  | Pwr_2792 |  | 48.5392 | 48.5392 | 48.5392
4 | 27 | 8 | 2793 | Yes |  | Pwr_2793 |  | 58.9405 | 58.9405 | 58.9405
4 | 27 | 9 | 2794 | Yes |  | Pwr_2794 |  | 71.422 | 71.422 | 71.422
4 | 27 | 10 | 2795 | Yes |  | Pwr_2795 |  | 68.6483 | 68.6483 | 68.6483
4 | 27 | 11 | 2796 | Yes |  | Pwr_2796 |  | 63.7944 | 63.7944 | 63.7944
4 | 27 | 12 | 2797 | Yes |  | Pwr_2797 |  | 65.8746 | 65.8746 | 65.8746
4 | 27 | 13 | 2798 | Yes |  | Pwr_2798 |  | 69.3417 | 69.3417 | 69.3417
4 | 27 | 14 | 2799 | Yes |  | Pwr_2799 |  | 70.7286 | 70.7286 | 70.7286
4 | 27 | 15 | 2800 | Yes |  | Pwr_2800 |  | 71.422 | 71.422 | 71.422
4 | 27 | 16 | 2801 | Yes |  | Pwr_2801 |  | 72.8088 | 72.8088 | 72.8088
4 | 27 | 17 | 2802 | Yes |  | Pwr_2802 |  | 58.9405 | 58.9405 | 58.9405
4 | 27 | 18 | 2803 | Yes |  | Pwr_2803 |  | 48.5392 | 48.5392 | 48.5392
4 | 27 | 19 | 2804 | Yes |  | Pwr_2804 |  | 38.1379 | 38.1379 | 38.1379
4 | 27 | 20 | 2805 | Yes |  | Pwr_2805 |  | 24.2696 | 24.2696 | 24.2696
4 | 27 | 21 | 2806 | Yes |  | Pwr_2806 |  | 13.8683 | 13.8683 | 13.8683
4 | 27 | 22 | 2807 | Yes |  | Pwr_2807 |  | 13.8683 | 13.8683 | 13.8683
4 | 27 | 23 | 2808 | Yes |  | Pwr_2808 |  | 13.8683 | 13.8683 | 13.8683
4 | 28 | 0 | 2809 | Saturday |  | Pwr_2809 |  | 13.8683 | 13.8683 | 13.8683
4 | 28 | 1 | 2810 | Saturday |  | Pwr_2810 |  | 13.8683 | 13.8683 | 13.8683
4 | 28 | 2 | 2811 | Saturday |  | Pwr_2811 |  | 13.8683 | 13.8683 | 13.8683
4 | 28 | 3 | 2812 | Saturday |  | Pwr_2812 |  | 13.8683 | 13.8683 | 13.8683
4 | 28 | 4 | 2813 | Saturday |  | Pwr_2813 |  | 13.8683 | 13.8683 | 13.8683
4 | 28 | 5 | 2814 | Saturday |  | Pwr_2814 |  | 13.8683 | 13.8683 | 13.8683
4 | 28 | 6 | 2815 | Saturday |  | Pwr_2815 |  | 13.8683 | 13.8683 | 13.8683
4 | 28 | 7 | 2816 | Saturday |  | Pwr_2816 |  | 13.8683 | 13.8683 | 13.8683
4 | 28 | 8 | 2817 | Saturday |  | Pwr_2817 |  | 13.8683 | 13.8683 | 13.8683
4 | 28 | 9 | 2818 | Saturday |  | Pwr_2818 |  | 13.8683 | 13.8683 | 13.8683
4 | 28 | 10 | 2819 | Saturday |  | Pwr_2819 |  | 13.8683 | 13.8683 | 13.8683
4 | 28 | 11 | 2820 | Saturday |  | Pwr_2820 |  | 13.8683 | 13.8683 | 13.8683
4 | 28 | 12 | 2821 | Saturday |  | Pwr_2821 |  | 13.8683 | 13.8683 | 13.8683
4 | 28 | 13 | 2822 | Saturday |  | Pwr_2822 |  | 13.8683 | 13.8683 | 13.8683
4 | 28 | 14 | 2823 | Saturday |  | Pwr_2823 |  | 13.8683 | 13.8683 | 13.8683
4 | 28 | 15 | 2824 | Saturday |  | Pwr_2824 |  | 13.8683 | 13.8683 | 13.8683
4 | 28 | 16 | 2825 | Saturday |  | Pwr_2825 |  | 13.8683 | 13.8683 | 13.8683
4 | 28 | 17 | 2826 | Saturday |  | Pwr_2826 |  | 13.8683 | 13.8683 | 13.8683
4 | 28 | 18 | 2827 | Saturday |  | Pwr_2827 |  | 13.8683 | 13.8683 | 13.8683
4 | 28 | 19 | 2828 | Saturday |  | Pwr_2828 |  | 13.8683 | 13.8683 | 13.8683
4 | 28 | 20 | 2829 | Saturday |  | Pwr_2829 |  | 13.8683 | 13.8683 | 13.8683
4 | 28 | 21 | 2830 | Saturday |  | Pwr_2830 |  | 13.8683 | 13.8683 | 13.8683
4 | 28 | 22 | 2831 | Saturday |  | Pwr_2831 |  | 13.8683 | 13.8683 | 13.8683
4 | 28 | 23 | 2832 | Saturday |  | Pwr_2832 |  | 13.8683 | 13.8683 | 13.8683
4 | 29 | 0 | 2833 | Sunday |  | Pwr_2833 |  | 13.8683 | 13.8683 | 13.8683
4 | 29 | 1 | 2834 | Sunday |  | Pwr_2834 |  | 13.8683 | 13.8683 | 13.8683
4 | 29 | 2 | 2835 | Sunday |  | Pwr_2835 |  | 13.8683 | 13.8683 | 13.8683
4 | 29 | 3 | 2836 | Sunday |  | Pwr_2836 |  | 13.8683 | 13.8683 | 13.8683
4 | 29 | 4 | 2837 | Sunday |  | Pwr_2837 |  | 13.8683 | 13.8683 | 13.8683
4 | 29 | 5 | 2838 | Sunday |  | Pwr_2838 |  | 13.8683 | 13.8683 | 13.8683
4 | 29 | 6 | 2839 | Sunday |  | Pwr_2839 |  | 13.8683 | 13.8683 | 13.8683
4 | 29 | 7 | 2840 | Sunday |  | Pwr_2840 |  | 13.8683 | 13.8683 | 13.8683
4 | 29 | 8 | 2841 | Sunday |  | Pwr_2841 |  | 13.8683 | 13.8683 | 13.8683
4 | 29 | 9 | 2842 | Sunday |  | Pwr_2842 |  | 13.8683 | 13.8683 | 13.8683
4 | 29 | 10 | 2843 | Sunday |  | Pwr_2843 |  | 13.8683 | 13.8683 | 13.8683
4 | 29 | 11 | 2844 | Sunday |  | Pwr_2844 |  | 13.8683 | 13.8683 | 13.8683
4 | 29 | 12 | 2845 | Sunday |  | Pwr_2845 |  | 13.8683 | 13.8683 | 13.8683
4 | 29 | 13 | 2846 | Sunday |  | Pwr_2846 |  | 13.8683 | 13.8683 | 13.8683
4 | 29 | 14 | 2847 | Sunday |  | Pwr_2847 |  | 13.8683 | 13.8683 | 13.8683
4 | 29 | 15 | 2848 | Sunday |  | Pwr_2848 |  | 13.8683 | 13.8683 | 13.8683
4 | 29 | 16 | 2849 | Sunday |  | Pwr_2849 |  | 13.8683 | 13.8683 | 13.8683
4 | 29 | 17 | 2850 | Sunday |  | Pwr_2850 |  | 13.8683 | 13.8683 | 13.8683
4 | 29 | 18 | 2851 | Sunday |  | Pwr_2851 |  | 13.8683 | 13.8683 | 13.8683
4 | 29 | 19 | 2852 | Sunday |  | Pwr_2852 |  | 13.8683 | 13.8683 | 13.8683
4 | 29 | 20 | 2853 | Sunday |  | Pwr_2853 |  | 13.8683 | 13.8683 | 13.8683
4 | 29 | 21 | 2854 | Sunday |  | Pwr_2854 |  | 13.8683 | 13.8683 | 13.8683
4 | 29 | 22 | 2855 | Sunday |  | Pwr_2855 |  | 13.8683 | 13.8683 | 13.8683
4 | 29 | 23 | 2856 | Sunday |  | Pwr_2856 |  | 13.8683 | 13.8683 | 13.8683
4 | 30 | 0 | 2857 | Yes |  | Pwr_2857 |  | 13.8683 | 13.8683 | 13.8683
4 | 30 | 1 | 2858 | Yes |  | Pwr_2858 |  | 13.8683 | 13.8683 | 13.8683
4 | 30 | 2 | 2859 | Yes |  | Pwr_2859 |  | 13.8683 | 13.8683 | 13.8683
4 | 30 | 3 | 2860 | Yes |  | Pwr_2860 |  | 13.8683 | 13.8683 | 13.8683
4 | 30 | 4 | 2861 | Yes |  | Pwr_2861 |  | 20.8025 | 20.8025 | 20.8025
4 | 30 | 5 | 2862 | Yes |  | Pwr_2862 |  | 31.2038 | 31.2038 | 31.2038
4 | 30 | 6 | 2863 | Yes |  | Pwr_2863 |  | 40.2182 | 40.2182 | 40.2182
4 | 30 | 7 | 2864 | Yes |  | Pwr_2864 |  | 48.5392 | 48.5392 | 48.5392
4 | 30 | 8 | 2865 | Yes |  | Pwr_2865 |  | 58.9405 | 58.9405 | 58.9405
4 | 30 | 9 | 2866 | Yes |  | Pwr_2866 |  | 71.422 | 71.422 | 71.422
4 | 30 | 10 | 2867 | Yes |  | Pwr_2867 |  | 68.6483 | 68.6483 | 68.6483
4 | 30 | 11 | 2868 | Yes |  | Pwr_2868 |  | 63.7944 | 63.7944 | 63.7944
4 | 30 | 12 | 2869 | Yes |  | Pwr_2869 |  | 65.8746 | 65.8746 | 65.8746
4 | 30 | 13 | 2870 | Yes |  | Pwr_2870 |  | 69.3417 | 69.3417 | 69.3417
4 | 30 | 14 | 2871 | Yes |  | Pwr_2871 |  | 70.7286 | 70.7286 | 70.7286
4 | 30 | 15 | 2872 | Yes |  | Pwr_2872 |  | 71.422 | 71.422 | 71.422
4 | 30 | 16 | 2873 | Yes |  | Pwr_2873 |  | 72.8088 | 72.8088 | 72.8088
4 | 30 | 17 | 2874 | Yes |  | Pwr_2874 |  | 58.9405 | 58.9405 | 58.9405
4 | 30 | 18 | 2875 | Yes |  | Pwr_2875 |  | 48.5392 | 48.5392 | 48.5392
4 | 30 | 19 | 2876 | Yes |  | Pwr_2876 |  | 38.1379 | 38.1379 | 38.1379
4 | 30 | 20 | 2877 | Yes |  | Pwr_2877 |  | 24.2696 | 24.2696 | 24.2696
4 | 30 | 21 | 2878 | Yes |  | Pwr_2878 |  | 13.8683 | 13.8683 | 13.8683
4 | 30 | 22 | 2879 | Yes |  | Pwr_2879 |  | 13.8683 | 13.8683 | 13.8683
4 | 30 | 23 | 2880 | Yes |  | Pwr_2880 |  | 13.8683 | 13.8683 | 13.8683
5 | 1 | 0 | 2881 | Sunday |  | Pwr_2881 |  | 13.8683 | 13.8683 | 13.8683
5 | 1 | 1 | 2882 | Sunday |  | Pwr_2882 |  | 13.8683 | 13.8683 | 13.8683
5 | 1 | 2 | 2883 | Sunday |  | Pwr_2883 |  | 13.8683 | 13.8683 | 13.8683
5 | 1 | 3 | 2884 | Sunday |  | Pwr_2884 |  | 13.8683 | 13.8683 | 13.8683
5 | 1 | 4 | 2885 | Sunday |  | Pwr_2885 |  | 20.8025 | 20.8025 | 20.8025
5 | 1 | 5 | 2886 | Sunday |  | Pwr_2886 |  | 31.2038 | 31.2038 | 31.2038
5 | 1 | 6 | 2887 | Sunday |  | Pwr_2887 |  | 40.2182 | 40.2182 | 40.2182
5 | 1 | 7 | 2888 | Sunday |  | Pwr_2888 |  | 48.5392 | 48.5392 | 48.5392
5 | 1 | 8 | 2889 | Sunday |  | Pwr_2889 |  | 58.9405 | 58.9405 | 58.9405
5 | 1 | 9 | 2890 | Sunday |  | Pwr_2890 |  | 71.422 | 71.422 | 71.422
5 | 1 | 10 | 2891 | Sunday |  | Pwr_2891 |  | 68.6483 | 68.6483 | 68.6483
5 | 1 | 11 | 2892 | Sunday |  | Pwr_2892 |  | 63.7944 | 63.7944 | 63.7944
5 | 1 | 12 | 2893 | Sunday |  | Pwr_2893 |  | 65.8746 | 65.8746 | 65.8746
5 | 1 | 13 | 2894 | Sunday |  | Pwr_2894 |  | 69.3417 | 69.3417 | 69.3417
5 | 1 | 14 | 2895 | Sunday |  | Pwr_2895 |  | 70.7286 | 70.7286 | 70.7286
5 | 1 | 15 | 2896 | Sunday |  | Pwr_2896 |  | 71.422 | 71.422 | 71.422
5 | 1 | 16 | 2897 | Sunday |  | Pwr_2897 |  | 72.8088 | 72.8088 | 72.8088
5 | 1 | 17 | 2898 | Sunday |  | Pwr_2898 |  | 58.9405 | 58.9405 | 58.9405
5 | 1 | 18 | 2899 | Sunday |  | Pwr_2899 |  | 48.5392 | 48.5392 | 48.5392
5 | 1 | 19 | 2900 | Sunday |  | Pwr_2900 |  | 38.1379 | 38.1379 | 38.1379
5 | 1 | 20 | 2901 | Sunday |  | Pwr_2901 |  | 24.2696 | 24.2696 | 24.2696
5 | 1 | 21 | 2902 | Sunday |  | Pwr_2902 |  | 13.8683 | 13.8683 | 13.8683
5 | 1 | 22 | 2903 | Sunday |  | Pwr_2903 |  | 13.8683 | 13.8683 | 13.8683
5 | 1 | 23 | 2904 | Sunday |  | Pwr_2904 |  | 13.8683 | 13.8683 | 13.8683
5 | 2 | 0 | 2905 | Yes |  | Pwr_2905 |  | 13.8683 | 13.8683 | 13.8683
5 | 2 | 1 | 2906 | Yes |  | Pwr_2906 |  | 13.8683 | 13.8683 | 13.8683
5 | 2 | 2 | 2907 | Yes |  | Pwr_2907 |  | 13.8683 | 13.8683 | 13.8683
5 | 2 | 3 | 2908 | Yes |  | Pwr_2908 |  | 13.8683 | 13.8683 | 13.8683
5 | 2 | 4 | 2909 | Yes |  | Pwr_2909 |  | 20.8025 | 20.8025 | 20.8025
5 | 2 | 5 | 2910 | Yes |  | Pwr_2910 |  | 31.2038 | 31.2038 | 31.2038
5 | 2 | 6 | 2911 | Yes |  | Pwr_2911 |  | 40.2182 | 40.2182 | 40.2182
5 | 2 | 7 | 2912 | Yes |  | Pwr_2912 |  | 48.5392 | 48.5392 | 48.5392
5 | 2 | 8 | 2913 | Yes |  | Pwr_2913 |  | 58.9405 | 58.9405 | 58.9405
5 | 2 | 9 | 2914 | Yes |  | Pwr_2914 |  | 71.422 | 71.422 | 71.422
5 | 2 | 10 | 2915 | Yes |  | Pwr_2915 |  | 68.6483 | 68.6483 | 68.6483
5 | 2 | 11 | 2916 | Yes |  | Pwr_2916 |  | 63.7944 | 63.7944 | 63.7944
5 | 2 | 12 | 2917 | Yes |  | Pwr_2917 |  | 65.8746 | 65.8746 | 65.8746
5 | 2 | 13 | 2918 | Yes |  | Pwr_2918 |  | 69.3417 | 69.3417 | 69.3417
5 | 2 | 14 | 2919 | Yes |  | Pwr_2919 |  | 70.7286 | 70.7286 | 70.7286
5 | 2 | 15 | 2920 | Yes |  | Pwr_2920 |  | 71.422 | 71.422 | 71.422
5 | 2 | 16 | 2921 | Yes |  | Pwr_2921 |  | 72.8088 | 72.8088 | 72.8088
5 | 2 | 17 | 2922 | Yes |  | Pwr_2922 |  | 58.9405 | 58.9405 | 58.9405
5 | 2 | 18 | 2923 | Yes |  | Pwr_2923 |  | 48.5392 | 48.5392 | 48.5392
5 | 2 | 19 | 2924 | Yes |  | Pwr_2924 |  | 38.1379 | 38.1379 | 38.1379
5 | 2 | 20 | 2925 | Yes |  | Pwr_2925 |  | 24.2696 | 24.2696 | 24.2696
5 | 2 | 21 | 2926 | Yes |  | Pwr_2926 |  | 13.8683 | 13.8683 | 13.8683
5 | 2 | 22 | 2927 | Yes |  | Pwr_2927 |  | 13.8683 | 13.8683 | 13.8683
5 | 2 | 23 | 2928 | Yes |  | Pwr_2928 |  | 13.8683 | 13.8683 | 13.8683
5 | 3 | 0 | 2929 | Yes |  | Pwr_2929 |  | 13.8683 | 13.8683 | 13.8683
5 | 3 | 1 | 2930 | Yes |  | Pwr_2930 |  | 13.8683 | 13.8683 | 13.8683
5 | 3 | 2 | 2931 | Yes |  | Pwr_2931 |  | 13.8683 | 13.8683 | 13.8683
5 | 3 | 3 | 2932 | Yes |  | Pwr_2932 |  | 13.8683 | 13.8683 | 13.8683
5 | 3 | 4 | 2933 | Yes |  | Pwr_2933 |  | 20.8025 | 20.8025 | 20.8025
5 | 3 | 5 | 2934 | Yes |  | Pwr_2934 |  | 31.2038 | 31.2038 | 31.2038
5 | 3 | 6 | 2935 | Yes |  | Pwr_2935 |  | 40.2182 | 40.2182 | 40.2182
5 | 3 | 7 | 2936 | Yes |  | Pwr_2936 |  | 48.5392 | 48.5392 | 48.5392
5 | 3 | 8 | 2937 | Yes |  | Pwr_2937 |  | 58.9405 | 58.9405 | 58.9405
5 | 3 | 9 | 2938 | Yes |  | Pwr_2938 |  | 71.422 | 71.422 | 71.422
5 | 3 | 10 | 2939 | Yes |  | Pwr_2939 |  | 68.6483 | 68.6483 | 68.6483
5 | 3 | 11 | 2940 | Yes |  | Pwr_2940 |  | 63.7944 | 63.7944 | 63.7944
5 | 3 | 12 | 2941 | Yes |  | Pwr_2941 |  | 65.8746 | 65.8746 | 65.8746
5 | 3 | 13 | 2942 | Yes |  | Pwr_2942 |  | 69.3417 | 69.3417 | 69.3417
5 | 3 | 14 | 2943 | Yes |  | Pwr_2943 |  | 70.7286 | 70.7286 | 70.7286
5 | 3 | 15 | 2944 | Yes |  | Pwr_2944 |  | 71.422 | 71.422 | 71.422
5 | 3 | 16 | 2945 | Yes |  | Pwr_2945 |  | 72.8088 | 72.8088 | 72.8088
5 | 3 | 17 | 2946 | Yes |  | Pwr_2946 |  | 58.9405 | 58.9405 | 58.9405
5 | 3 | 18 | 2947 | Yes |  | Pwr_2947 |  | 48.5392 | 48.5392 | 48.5392
5 | 3 | 19 | 2948 | Yes |  | Pwr_2948 |  | 38.1379 | 38.1379 | 38.1379
5 | 3 | 20 | 2949 | Yes |  | Pwr_2949 |  | 24.2696 | 24.2696 | 24.2696
5 | 3 | 21 | 2950 | Yes |  | Pwr_2950 |  | 13.8683 | 13.8683 | 13.8683
5 | 3 | 22 | 2951 | Yes |  | Pwr_2951 |  | 13.8683 | 13.8683 | 13.8683
5 | 3 | 23 | 2952 | Yes |  | Pwr_2952 |  | 13.8683 | 13.8683 | 13.8683
5 | 4 | 0 | 2953 | Yes |  | Pwr_2953 |  | 13.8683 | 13.8683 | 13.8683
5 | 4 | 1 | 2954 | Yes |  | Pwr_2954 |  | 13.8683 | 13.8683 | 13.8683
5 | 4 | 2 | 2955 | Yes |  | Pwr_2955 |  | 13.8683 | 13.8683 | 13.8683
5 | 4 | 3 | 2956 | Yes |  | Pwr_2956 |  | 13.8683 | 13.8683 | 13.8683
5 | 4 | 4 | 2957 | Yes |  | Pwr_2957 |  | 20.8025 | 20.8025 | 20.8025
5 | 4 | 5 | 2958 | Yes |  | Pwr_2958 |  | 31.2038 | 31.2038 | 31.2038
5 | 4 | 6 | 2959 | Yes |  | Pwr_2959 |  | 40.2182 | 40.2182 | 40.2182
5 | 4 | 7 | 2960 | Yes |  | Pwr_2960 |  | 48.5392 | 48.5392 | 48.5392
5 | 4 | 8 | 2961 | Yes |  | Pwr_2961 |  | 58.9405 | 58.9405 | 58.9405
5 | 4 | 9 | 2962 | Yes |  | Pwr_2962 |  | 71.422 | 71.422 | 71.422
5 | 4 | 10 | 2963 | Yes |  | Pwr_2963 |  | 68.6483 | 68.6483 | 68.6483
5 | 4 | 11 | 2964 | Yes |  | Pwr_2964 |  | 63.7944 | 63.7944 | 63.7944
5 | 4 | 12 | 2965 | Yes |  | Pwr_2965 |  | 65.8746 | 65.8746 | 65.8746
5 | 4 | 13 | 2966 | Yes |  | Pwr_2966 |  | 69.3417 | 69.3417 | 69.3417
5 | 4 | 14 | 2967 | Yes |  | Pwr_2967 |  | 70.7286 | 70.7286 | 70.7286
5 | 4 | 15 | 2968 | Yes |  | Pwr_2968 |  | 71.422 | 71.422 | 71.422
5 | 4 | 16 | 2969 | Yes |  | Pwr_2969 |  | 72.8088 | 72.8088 | 72.8088
5 | 4 | 17 | 2970 | Yes |  | Pwr_2970 |  | 58.9405 | 58.9405 | 58.9405
5 | 4 | 18 | 2971 | Yes |  | Pwr_2971 |  | 48.5392 | 48.5392 | 48.5392
5 | 4 | 19 | 2972 | Yes |  | Pwr_2972 |  | 38.1379 | 38.1379 | 38.1379
5 | 4 | 20 | 2973 | Yes |  | Pwr_2973 |  | 24.2696 | 24.2696 | 24.2696
5 | 4 | 21 | 2974 | Yes |  | Pwr_2974 |  | 13.8683 | 13.8683 | 13.8683
5 | 4 | 22 | 2975 | Yes |  | Pwr_2975 |  | 13.8683 | 13.8683 | 13.8683
5 | 4 | 23 | 2976 | Yes |  | Pwr_2976 |  | 13.8683 | 13.8683 | 13.8683
5 | 5 | 0 | 2977 | Yes |  | Pwr_2977 |  | 13.8683 | 13.8683 | 13.8683
5 | 5 | 1 | 2978 | Yes |  | Pwr_2978 |  | 13.8683 | 13.8683 | 13.8683
5 | 5 | 2 | 2979 | Yes |  | Pwr_2979 |  | 13.8683 | 13.8683 | 13.8683
5 | 5 | 3 | 2980 | Yes |  | Pwr_2980 |  | 13.8683 | 13.8683 | 13.8683
5 | 5 | 4 | 2981 | Yes |  | Pwr_2981 |  | 13.8683 | 13.8683 | 13.8683
5 | 5 | 5 | 2982 | Yes |  | Pwr_2982 |  | 13.8683 | 13.8683 | 13.8683
5 | 5 | 6 | 2983 | Yes |  | Pwr_2983 |  | 13.8683 | 13.8683 | 13.8683
5 | 5 | 7 | 2984 | Yes |  | Pwr_2984 |  | 13.8683 | 13.8683 | 13.8683
5 | 5 | 8 | 2985 | Yes |  | Pwr_2985 |  | 13.8683 | 13.8683 | 13.8683
5 | 5 | 9 | 2986 | Yes |  | Pwr_2986 |  | 13.8683 | 13.8683 | 13.8683
5 | 5 | 10 | 2987 | Yes |  | Pwr_2987 |  | 13.8683 | 13.8683 | 13.8683
5 | 5 | 11 | 2988 | Yes |  | Pwr_2988 |  | 13.8683 | 13.8683 | 13.8683
5 | 5 | 12 | 2989 | Yes |  | Pwr_2989 |  | 13.8683 | 13.8683 | 13.8683
5 | 5 | 13 | 2990 | Yes |  | Pwr_2990 |  | 13.8683 | 13.8683 | 13.8683
5 | 5 | 14 | 2991 | Yes |  | Pwr_2991 |  | 13.8683 | 13.8683 | 13.8683
5 | 5 | 15 | 2992 | Yes |  | Pwr_2992 |  | 13.8683 | 13.8683 | 13.8683
5 | 5 | 16 | 2993 | Yes |  | Pwr_2993 |  | 13.8683 | 13.8683 | 13.8683
5 | 5 | 17 | 2994 | Yes |  | Pwr_2994 |  | 13.8683 | 13.8683 | 13.8683
5 | 5 | 18 | 2995 | Yes |  | Pwr_2995 |  | 13.8683 | 13.8683 | 13.8683
5 | 5 | 19 | 2996 | Yes |  | Pwr_2996 |  | 13.8683 | 13.8683 | 13.8683
5 | 5 | 20 | 2997 | Yes |  | Pwr_2997 |  | 13.8683 | 13.8683 | 13.8683
5 | 5 | 21 | 2998 | Yes |  | Pwr_2998 |  | 13.8683 | 13.8683 | 13.8683
5 | 5 | 22 | 2999 | Yes |  | Pwr_2999 |  | 13.8683 | 13.8683 | 13.8683
5 | 5 | 23 | 3000 | Yes |  | Pwr_3000 |  | 13.8683 | 13.8683 | 13.8683
5 | 6 | 0 | 3001 | Yes |  | Pwr_3001 |  | 13.8683 | 13.8683 | 13.8683
5 | 6 | 1 | 3002 | Yes |  | Pwr_3002 |  | 13.8683 | 13.8683 | 13.8683
5 | 6 | 2 | 3003 | Yes |  | Pwr_3003 |  | 13.8683 | 13.8683 | 13.8683
5 | 6 | 3 | 3004 | Yes |  | Pwr_3004 |  | 13.8683 | 13.8683 | 13.8683
5 | 6 | 4 | 3005 | Yes |  | Pwr_3005 |  | 13.8683 | 13.8683 | 13.8683
5 | 6 | 5 | 3006 | Yes |  | Pwr_3006 |  | 13.8683 | 13.8683 | 13.8683
5 | 6 | 6 | 3007 | Yes |  | Pwr_3007 |  | 13.8683 | 13.8683 | 13.8683
5 | 6 | 7 | 3008 | Yes |  | Pwr_3008 |  | 13.8683 | 13.8683 | 13.8683
5 | 6 | 8 | 3009 | Yes |  | Pwr_3009 |  | 13.8683 | 13.8683 | 13.8683
5 | 6 | 9 | 3010 | Yes |  | Pwr_3010 |  | 13.8683 | 13.8683 | 13.8683
5 | 6 | 10 | 3011 | Yes |  | Pwr_3011 |  | 13.8683 | 13.8683 | 13.8683
5 | 6 | 11 | 3012 | Yes |  | Pwr_3012 |  | 13.8683 | 13.8683 | 13.8683
5 | 6 | 12 | 3013 | Yes |  | Pwr_3013 |  | 13.8683 | 13.8683 | 13.8683
5 | 6 | 13 | 3014 | Yes |  | Pwr_3014 |  | 13.8683 | 13.8683 | 13.8683
5 | 6 | 14 | 3015 | Yes |  | Pwr_3015 |  | 13.8683 | 13.8683 | 13.8683
5 | 6 | 15 | 3016 | Yes |  | Pwr_3016 |  | 13.8683 | 13.8683 | 13.8683
5 | 6 | 16 | 3017 | Yes |  | Pwr_3017 |  | 13.8683 | 13.8683 | 13.8683
5 | 6 | 17 | 3018 | Yes |  | Pwr_3018 |  | 13.8683 | 13.8683 | 13.8683
5 | 6 | 18 | 3019 | Yes |  | Pwr_3019 |  | 13.8683 | 13.8683 | 13.8683
5 | 6 | 19 | 3020 | Yes |  | Pwr_3020 |  | 13.8683 | 13.8683 | 13.8683
5 | 6 | 20 | 3021 | Yes |  | Pwr_3021 |  | 13.8683 | 13.8683 | 13.8683
5 | 6 | 21 | 3022 | Yes |  | Pwr_3022 |  | 13.8683 | 13.8683 | 13.8683
5 | 6 | 22 | 3023 | Yes |  | Pwr_3023 |  | 13.8683 | 13.8683 | 13.8683
5 | 6 | 23 | 3024 | Yes |  | Pwr_3024 |  | 13.8683 | 13.8683 | 13.8683
5 | 7 | 0 | 3025 | Saturday |  | Pwr_3025 |  | 13.8683 | 13.8683 | 13.8683
5 | 7 | 1 | 3026 | Saturday |  | Pwr_3026 |  | 13.8683 | 13.8683 | 13.8683
5 | 7 | 2 | 3027 | Saturday |  | Pwr_3027 |  | 13.8683 | 13.8683 | 13.8683
5 | 7 | 3 | 3028 | Saturday |  | Pwr_3028 |  | 13.8683 | 13.8683 | 13.8683
5 | 7 | 4 | 3029 | Saturday |  | Pwr_3029 |  | 20.8025 | 20.8025 | 20.8025
5 | 7 | 5 | 3030 | Saturday |  | Pwr_3030 |  | 31.2038 | 31.2038 | 31.2038
5 | 7 | 6 | 3031 | Saturday |  | Pwr_3031 |  | 40.2182 | 40.2182 | 40.2182
5 | 7 | 7 | 3032 | Saturday |  | Pwr_3032 |  | 48.5392 | 48.5392 | 48.5392
5 | 7 | 8 | 3033 | Saturday |  | Pwr_3033 |  | 58.9405 | 58.9405 | 58.9405
5 | 7 | 9 | 3034 | Saturday |  | Pwr_3034 |  | 71.422 | 71.422 | 71.422
5 | 7 | 10 | 3035 | Saturday |  | Pwr_3035 |  | 68.6483 | 68.6483 | 68.6483
5 | 7 | 11 | 3036 | Saturday |  | Pwr_3036 |  | 63.7944 | 63.7944 | 63.7944
5 | 7 | 12 | 3037 | Saturday |  | Pwr_3037 |  | 65.8746 | 65.8746 | 65.8746
5 | 7 | 13 | 3038 | Saturday |  | Pwr_3038 |  | 69.3417 | 69.3417 | 69.3417
5 | 7 | 14 | 3039 | Saturday |  | Pwr_3039 |  | 70.7286 | 70.7286 | 70.7286
5 | 7 | 15 | 3040 | Saturday |  | Pwr_3040 |  | 71.422 | 71.422 | 71.422
5 | 7 | 16 | 3041 | Saturday |  | Pwr_3041 |  | 72.8088 | 72.8088 | 72.8088
5 | 7 | 17 | 3042 | Saturday |  | Pwr_3042 |  | 58.9405 | 58.9405 | 58.9405
5 | 7 | 18 | 3043 | Saturday |  | Pwr_3043 |  | 48.5392 | 48.5392 | 48.5392
5 | 7 | 19 | 3044 | Saturday |  | Pwr_3044 |  | 38.1379 | 38.1379 | 38.1379
5 | 7 | 20 | 3045 | Saturday |  | Pwr_3045 |  | 24.2696 | 24.2696 | 24.2696
5 | 7 | 21 | 3046 | Saturday |  | Pwr_3046 |  | 13.8683 | 13.8683 | 13.8683
5 | 7 | 22 | 3047 | Saturday |  | Pwr_3047 |  | 13.8683 | 13.8683 | 13.8683
5 | 7 | 23 | 3048 | Saturday |  | Pwr_3048 |  | 13.8683 | 13.8683 | 13.8683
5 | 8 | 0 | 3049 | Sunday |  | Pwr_3049 |  | 13.8683 | 13.8683 | 13.8683
5 | 8 | 1 | 3050 | Sunday |  | Pwr_3050 |  | 13.8683 | 13.8683 | 13.8683
5 | 8 | 2 | 3051 | Sunday |  | Pwr_3051 |  | 13.8683 | 13.8683 | 13.8683
5 | 8 | 3 | 3052 | Sunday |  | Pwr_3052 |  | 13.8683 | 13.8683 | 13.8683
5 | 8 | 4 | 3053 | Sunday |  | Pwr_3053 |  | 20.8025 | 20.8025 | 20.8025
5 | 8 | 5 | 3054 | Sunday |  | Pwr_3054 |  | 31.2038 | 31.2038 | 31.2038
5 | 8 | 6 | 3055 | Sunday |  | Pwr_3055 |  | 40.2182 | 40.2182 | 40.2182
5 | 8 | 7 | 3056 | Sunday |  | Pwr_3056 |  | 48.5392 | 48.5392 | 48.5392
5 | 8 | 8 | 3057 | Sunday |  | Pwr_3057 |  | 58.9405 | 58.9405 | 58.9405
5 | 8 | 9 | 3058 | Sunday |  | Pwr_3058 |  | 71.422 | 71.422 | 71.422
5 | 8 | 10 | 3059 | Sunday |  | Pwr_3059 |  | 68.6483 | 68.6483 | 68.6483
5 | 8 | 11 | 3060 | Sunday |  | Pwr_3060 |  | 63.7944 | 63.7944 | 63.7944
5 | 8 | 12 | 3061 | Sunday |  | Pwr_3061 |  | 65.8746 | 65.8746 | 65.8746
5 | 8 | 13 | 3062 | Sunday |  | Pwr_3062 |  | 69.3417 | 69.3417 | 69.3417
5 | 8 | 14 | 3063 | Sunday |  | Pwr_3063 |  | 70.7286 | 70.7286 | 70.7286
5 | 8 | 15 | 3064 | Sunday |  | Pwr_3064 |  | 71.422 | 71.422 | 71.422
5 | 8 | 16 | 3065 | Sunday |  | Pwr_3065 |  | 72.8088 | 72.8088 | 72.8088
5 | 8 | 17 | 3066 | Sunday |  | Pwr_3066 |  | 58.9405 | 58.9405 | 58.9405
5 | 8 | 18 | 3067 | Sunday |  | Pwr_3067 |  | 48.5392 | 48.5392 | 48.5392
5 | 8 | 19 | 3068 | Sunday |  | Pwr_3068 |  | 38.1379 | 38.1379 | 38.1379
5 | 8 | 20 | 3069 | Sunday |  | Pwr_3069 |  | 24.2696 | 24.2696 | 24.2696
5 | 8 | 21 | 3070 | Sunday |  | Pwr_3070 |  | 13.8683 | 13.8683 | 13.8683
5 | 8 | 22 | 3071 | Sunday |  | Pwr_3071 |  | 13.8683 | 13.8683 | 13.8683
5 | 8 | 23 | 3072 | Sunday |  | Pwr_3072 |  | 13.8683 | 13.8683 | 13.8683
5 | 9 | 0 | 3073 | Yes |  | Pwr_3073 |  | 13.8683 | 13.8683 | 13.8683
5 | 9 | 1 | 3074 | Yes |  | Pwr_3074 |  | 13.8683 | 13.8683 | 13.8683
5 | 9 | 2 | 3075 | Yes |  | Pwr_3075 |  | 13.8683 | 13.8683 | 13.8683
5 | 9 | 3 | 3076 | Yes |  | Pwr_3076 |  | 13.8683 | 13.8683 | 13.8683
5 | 9 | 4 | 3077 | Yes |  | Pwr_3077 |  | 20.8025 | 20.8025 | 20.8025
5 | 9 | 5 | 3078 | Yes |  | Pwr_3078 |  | 31.2038 | 31.2038 | 31.2038
5 | 9 | 6 | 3079 | Yes |  | Pwr_3079 |  | 40.2182 | 40.2182 | 40.2182
5 | 9 | 7 | 3080 | Yes |  | Pwr_3080 |  | 48.5392 | 48.5392 | 48.5392
5 | 9 | 8 | 3081 | Yes |  | Pwr_3081 |  | 58.9405 | 58.9405 | 58.9405
5 | 9 | 9 | 3082 | Yes |  | Pwr_3082 |  | 71.422 | 71.422 | 71.422
5 | 9 | 10 | 3083 | Yes |  | Pwr_3083 |  | 68.6483 | 68.6483 | 68.6483
5 | 9 | 11 | 3084 | Yes |  | Pwr_3084 |  | 63.7944 | 63.7944 | 63.7944
5 | 9 | 12 | 3085 | Yes |  | Pwr_3085 |  | 65.8746 | 65.8746 | 65.8746
5 | 9 | 13 | 3086 | Yes |  | Pwr_3086 |  | 69.3417 | 69.3417 | 69.3417
5 | 9 | 14 | 3087 | Yes |  | Pwr_3087 |  | 70.7286 | 70.7286 | 70.7286
5 | 9 | 15 | 3088 | Yes |  | Pwr_3088 |  | 71.422 | 71.422 | 71.422
5 | 9 | 16 | 3089 | Yes |  | Pwr_3089 |  | 72.8088 | 72.8088 | 72.8088
5 | 9 | 17 | 3090 | Yes |  | Pwr_3090 |  | 58.9405 | 58.9405 | 58.9405
5 | 9 | 18 | 3091 | Yes |  | Pwr_3091 |  | 48.5392 | 48.5392 | 48.5392
5 | 9 | 19 | 3092 | Yes |  | Pwr_3092 |  | 38.1379 | 38.1379 | 38.1379
5 | 9 | 20 | 3093 | Yes |  | Pwr_3093 |  | 24.2696 | 24.2696 | 24.2696
5 | 9 | 21 | 3094 | Yes |  | Pwr_3094 |  | 13.8683 | 13.8683 | 13.8683
5 | 9 | 22 | 3095 | Yes |  | Pwr_3095 |  | 13.8683 | 13.8683 | 13.8683
5 | 9 | 23 | 3096 | Yes |  | Pwr_3096 |  | 13.8683 | 13.8683 | 13.8683
5 | 10 | 0 | 3097 | Yes |  | Pwr_3097 |  | 13.8683 | 13.8683 | 13.8683
5 | 10 | 1 | 3098 | Yes |  | Pwr_3098 |  | 13.8683 | 13.8683 | 13.8683
5 | 10 | 2 | 3099 | Yes |  | Pwr_3099 |  | 13.8683 | 13.8683 | 13.8683
5 | 10 | 3 | 3100 | Yes |  | Pwr_3100 |  | 13.8683 | 13.8683 | 13.8683
5 | 10 | 4 | 3101 | Yes |  | Pwr_3101 |  | 20.8025 | 20.8025 | 20.8025
5 | 10 | 5 | 3102 | Yes |  | Pwr_3102 |  | 31.2038 | 31.2038 | 31.2038
5 | 10 | 6 | 3103 | Yes |  | Pwr_3103 |  | 40.2182 | 40.2182 | 40.2182
5 | 10 | 7 | 3104 | Yes |  | Pwr_3104 |  | 48.5392 | 48.5392 | 48.5392
5 | 10 | 8 | 3105 | Yes |  | Pwr_3105 |  | 58.9405 | 58.9405 | 58.9405
5 | 10 | 9 | 3106 | Yes |  | Pwr_3106 |  | 71.422 | 71.422 | 71.422
5 | 10 | 10 | 3107 | Yes |  | Pwr_3107 |  | 68.6483 | 68.6483 | 68.6483
5 | 10 | 11 | 3108 | Yes |  | Pwr_3108 |  | 63.7944 | 63.7944 | 63.7944
5 | 10 | 12 | 3109 | Yes |  | Pwr_3109 |  | 65.8746 | 65.8746 | 65.8746
5 | 10 | 13 | 3110 | Yes |  | Pwr_3110 |  | 69.3417 | 69.3417 | 69.3417
5 | 10 | 14 | 3111 | Yes |  | Pwr_3111 |  | 70.7286 | 70.7286 | 70.7286
5 | 10 | 15 | 3112 | Yes |  | Pwr_3112 |  | 71.422 | 71.422 | 71.422
5 | 10 | 16 | 3113 | Yes |  | Pwr_3113 |  | 72.8088 | 72.8088 | 72.8088
5 | 10 | 17 | 3114 | Yes |  | Pwr_3114 |  | 58.9405 | 58.9405 | 58.9405
5 | 10 | 18 | 3115 | Yes |  | Pwr_3115 |  | 48.5392 | 48.5392 | 48.5392
5 | 10 | 19 | 3116 | Yes |  | Pwr_3116 |  | 38.1379 | 38.1379 | 38.1379
5 | 10 | 20 | 3117 | Yes |  | Pwr_3117 |  | 24.2696 | 24.2696 | 24.2696
5 | 10 | 21 | 3118 | Yes |  | Pwr_3118 |  | 13.8683 | 13.8683 | 13.8683
5 | 10 | 22 | 3119 | Yes |  | Pwr_3119 |  | 13.8683 | 13.8683 | 13.8683
5 | 10 | 23 | 3120 | Yes |  | Pwr_3120 |  | 13.8683 | 13.8683 | 13.8683
5 | 11 | 0 | 3121 | Yes |  | Pwr_3121 |  | 13.8683 | 13.8683 | 13.8683
5 | 11 | 1 | 3122 | Yes |  | Pwr_3122 |  | 13.8683 | 13.8683 | 13.8683
5 | 11 | 2 | 3123 | Yes |  | Pwr_3123 |  | 13.8683 | 13.8683 | 13.8683
5 | 11 | 3 | 3124 | Yes |  | Pwr_3124 |  | 13.8683 | 13.8683 | 13.8683
5 | 11 | 4 | 3125 | Yes |  | Pwr_3125 |  | 20.8025 | 20.8025 | 20.8025
5 | 11 | 5 | 3126 | Yes |  | Pwr_3126 |  | 31.2038 | 31.2038 | 31.2038
5 | 11 | 6 | 3127 | Yes |  | Pwr_3127 |  | 40.2182 | 40.2182 | 40.2182
5 | 11 | 7 | 3128 | Yes |  | Pwr_3128 |  | 48.5392 | 48.5392 | 48.5392
5 | 11 | 8 | 3129 | Yes |  | Pwr_3129 |  | 58.9405 | 58.9405 | 58.9405
5 | 11 | 9 | 3130 | Yes |  | Pwr_3130 |  | 71.422 | 71.422 | 71.422
5 | 11 | 10 | 3131 | Yes |  | Pwr_3131 |  | 68.6483 | 68.6483 | 68.6483
5 | 11 | 11 | 3132 | Yes |  | Pwr_3132 |  | 63.7944 | 63.7944 | 63.7944
5 | 11 | 12 | 3133 | Yes |  | Pwr_3133 |  | 65.8746 | 65.8746 | 65.8746
5 | 11 | 13 | 3134 | Yes |  | Pwr_3134 |  | 69.3417 | 69.3417 | 69.3417
5 | 11 | 14 | 3135 | Yes |  | Pwr_3135 |  | 70.7286 | 70.7286 | 70.7286
5 | 11 | 15 | 3136 | Yes |  | Pwr_3136 |  | 71.422 | 71.422 | 71.422
5 | 11 | 16 | 3137 | Yes |  | Pwr_3137 |  | 72.8088 | 72.8088 | 72.8088
5 | 11 | 17 | 3138 | Yes |  | Pwr_3138 |  | 58.9405 | 58.9405 | 58.9405
5 | 11 | 18 | 3139 | Yes |  | Pwr_3139 |  | 48.5392 | 48.5392 | 48.5392
5 | 11 | 19 | 3140 | Yes |  | Pwr_3140 |  | 38.1379 | 38.1379 | 38.1379
5 | 11 | 20 | 3141 | Yes |  | Pwr_3141 |  | 24.2696 | 24.2696 | 24.2696
5 | 11 | 21 | 3142 | Yes |  | Pwr_3142 |  | 13.8683 | 13.8683 | 13.8683
5 | 11 | 22 | 3143 | Yes |  | Pwr_3143 |  | 13.8683 | 13.8683 | 13.8683
5 | 11 | 23 | 3144 | Yes |  | Pwr_3144 |  | 13.8683 | 13.8683 | 13.8683
5 | 12 | 0 | 3145 | Yes |  | Pwr_3145 |  | 13.8683 | 13.8683 | 13.8683
5 | 12 | 1 | 3146 | Yes |  | Pwr_3146 |  | 13.8683 | 13.8683 | 13.8683
5 | 12 | 2 | 3147 | Yes |  | Pwr_3147 |  | 13.8683 | 13.8683 | 13.8683
5 | 12 | 3 | 3148 | Yes |  | Pwr_3148 |  | 13.8683 | 13.8683 | 13.8683
5 | 12 | 4 | 3149 | Yes |  | Pwr_3149 |  | 13.8683 | 13.8683 | 13.8683
5 | 12 | 5 | 3150 | Yes |  | Pwr_3150 |  | 13.8683 | 13.8683 | 13.8683
5 | 12 | 6 | 3151 | Yes |  | Pwr_3151 |  | 13.8683 | 13.8683 | 13.8683
5 | 12 | 7 | 3152 | Yes |  | Pwr_3152 |  | 13.8683 | 13.8683 | 13.8683
5 | 12 | 8 | 3153 | Yes |  | Pwr_3153 |  | 13.8683 | 13.8683 | 13.8683
5 | 12 | 9 | 3154 | Yes |  | Pwr_3154 |  | 13.8683 | 13.8683 | 13.8683
5 | 12 | 10 | 3155 | Yes |  | Pwr_3155 |  | 13.8683 | 13.8683 | 13.8683
5 | 12 | 11 | 3156 | Yes |  | Pwr_3156 |  | 13.8683 | 13.8683 | 13.8683
5 | 12 | 12 | 3157 | Yes |  | Pwr_3157 |  | 13.8683 | 13.8683 | 13.8683
5 | 12 | 13 | 3158 | Yes |  | Pwr_3158 |  | 13.8683 | 13.8683 | 13.8683
5 | 12 | 14 | 3159 | Yes |  | Pwr_3159 |  | 13.8683 | 13.8683 | 13.8683
5 | 12 | 15 | 3160 | Yes |  | Pwr_3160 |  | 13.8683 | 13.8683 | 13.8683
5 | 12 | 16 | 3161 | Yes |  | Pwr_3161 |  | 13.8683 | 13.8683 | 13.8683
5 | 12 | 17 | 3162 | Yes |  | Pwr_3162 |  | 13.8683 | 13.8683 | 13.8683
5 | 12 | 18 | 3163 | Yes |  | Pwr_3163 |  | 13.8683 | 13.8683 | 13.8683
5 | 12 | 19 | 3164 | Yes |  | Pwr_3164 |  | 13.8683 | 13.8683 | 13.8683
5 | 12 | 20 | 3165 | Yes |  | Pwr_3165 |  | 13.8683 | 13.8683 | 13.8683
5 | 12 | 21 | 3166 | Yes |  | Pwr_3166 |  | 13.8683 | 13.8683 | 13.8683
5 | 12 | 22 | 3167 | Yes |  | Pwr_3167 |  | 13.8683 | 13.8683 | 13.8683
5 | 12 | 23 | 3168 | Yes |  | Pwr_3168 |  | 13.8683 | 13.8683 | 13.8683
5 | 13 | 0 | 3169 | Yes |  | Pwr_3169 |  | 13.8683 | 13.8683 | 13.8683
5 | 13 | 1 | 3170 | Yes |  | Pwr_3170 |  | 13.8683 | 13.8683 | 13.8683
5 | 13 | 2 | 3171 | Yes |  | Pwr_3171 |  | 13.8683 | 13.8683 | 13.8683
5 | 13 | 3 | 3172 | Yes |  | Pwr_3172 |  | 13.8683 | 13.8683 | 13.8683
5 | 13 | 4 | 3173 | Yes |  | Pwr_3173 |  | 13.8683 | 13.8683 | 13.8683
5 | 13 | 5 | 3174 | Yes |  | Pwr_3174 |  | 13.8683 | 13.8683 | 13.8683
5 | 13 | 6 | 3175 | Yes |  | Pwr_3175 |  | 13.8683 | 13.8683 | 13.8683
5 | 13 | 7 | 3176 | Yes |  | Pwr_3176 |  | 13.8683 | 13.8683 | 13.8683
5 | 13 | 8 | 3177 | Yes |  | Pwr_3177 |  | 13.8683 | 13.8683 | 13.8683
5 | 13 | 9 | 3178 | Yes |  | Pwr_3178 |  | 13.8683 | 13.8683 | 13.8683
5 | 13 | 10 | 3179 | Yes |  | Pwr_3179 |  | 13.8683 | 13.8683 | 13.8683
5 | 13 | 11 | 3180 | Yes |  | Pwr_3180 |  | 13.8683 | 13.8683 | 13.8683
5 | 13 | 12 | 3181 | Yes |  | Pwr_3181 |  | 13.8683 | 13.8683 | 13.8683
5 | 13 | 13 | 3182 | Yes |  | Pwr_3182 |  | 13.8683 | 13.8683 | 13.8683
5 | 13 | 14 | 3183 | Yes |  | Pwr_3183 |  | 13.8683 | 13.8683 | 13.8683
5 | 13 | 15 | 3184 | Yes |  | Pwr_3184 |  | 13.8683 | 13.8683 | 13.8683
5 | 13 | 16 | 3185 | Yes |  | Pwr_3185 |  | 13.8683 | 13.8683 | 13.8683
5 | 13 | 17 | 3186 | Yes |  | Pwr_3186 |  | 13.8683 | 13.8683 | 13.8683
5 | 13 | 18 | 3187 | Yes |  | Pwr_3187 |  | 13.8683 | 13.8683 | 13.8683
5 | 13 | 19 | 3188 | Yes |  | Pwr_3188 |  | 13.8683 | 13.8683 | 13.8683
5 | 13 | 20 | 3189 | Yes |  | Pwr_3189 |  | 13.8683 | 13.8683 | 13.8683
5 | 13 | 21 | 3190 | Yes |  | Pwr_3190 |  | 13.8683 | 13.8683 | 13.8683
5 | 13 | 22 | 3191 | Yes |  | Pwr_3191 |  | 13.8683 | 13.8683 | 13.8683
5 | 13 | 23 | 3192 | Yes |  | Pwr_3192 |  | 13.8683 | 13.8683 | 13.8683
5 | 14 | 0 | 3193 | Saturday |  | Pwr_3193 |  | 13.8683 | 13.8683 | 13.8683
5 | 14 | 1 | 3194 | Saturday |  | Pwr_3194 |  | 13.8683 | 13.8683 | 13.8683
5 | 14 | 2 | 3195 | Saturday |  | Pwr_3195 |  | 13.8683 | 13.8683 | 13.8683
5 | 14 | 3 | 3196 | Saturday |  | Pwr_3196 |  | 13.8683 | 13.8683 | 13.8683
5 | 14 | 4 | 3197 | Saturday |  | Pwr_3197 |  | 20.8025 | 20.8025 | 20.8025
5 | 14 | 5 | 3198 | Saturday |  | Pwr_3198 |  | 31.2038 | 31.2038 | 31.2038
5 | 14 | 6 | 3199 | Saturday |  | Pwr_3199 |  | 40.2182 | 40.2182 | 40.2182
5 | 14 | 7 | 3200 | Saturday |  | Pwr_3200 |  | 48.5392 | 48.5392 | 48.5392
5 | 14 | 8 | 3201 | Saturday |  | Pwr_3201 |  | 58.9405 | 58.9405 | 58.9405
5 | 14 | 9 | 3202 | Saturday |  | Pwr_3202 |  | 71.422 | 71.422 | 71.422
5 | 14 | 10 | 3203 | Saturday |  | Pwr_3203 |  | 68.6483 | 68.6483 | 68.6483
5 | 14 | 11 | 3204 | Saturday |  | Pwr_3204 |  | 63.7944 | 63.7944 | 63.7944
5 | 14 | 12 | 3205 | Saturday |  | Pwr_3205 |  | 65.8746 | 65.8746 | 65.8746
5 | 14 | 13 | 3206 | Saturday |  | Pwr_3206 |  | 69.3417 | 69.3417 | 69.3417
5 | 14 | 14 | 3207 | Saturday |  | Pwr_3207 |  | 70.7286 | 70.7286 | 70.7286
5 | 14 | 15 | 3208 | Saturday |  | Pwr_3208 |  | 71.422 | 71.422 | 71.422
5 | 14 | 16 | 3209 | Saturday |  | Pwr_3209 |  | 72.8088 | 72.8088 | 72.8088
5 | 14 | 17 | 3210 | Saturday |  | Pwr_3210 |  | 58.9405 | 58.9405 | 58.9405
5 | 14 | 18 | 3211 | Saturday |  | Pwr_3211 |  | 48.5392 | 48.5392 | 48.5392
5 | 14 | 19 | 3212 | Saturday |  | Pwr_3212 |  | 38.1379 | 38.1379 | 38.1379
5 | 14 | 20 | 3213 | Saturday |  | Pwr_3213 |  | 24.2696 | 24.2696 | 24.2696
5 | 14 | 21 | 3214 | Saturday |  | Pwr_3214 |  | 13.8683 | 13.8683 | 13.8683
5 | 14 | 22 | 3215 | Saturday |  | Pwr_3215 |  | 13.8683 | 13.8683 | 13.8683
5 | 14 | 23 | 3216 | Saturday |  | Pwr_3216 |  | 13.8683 | 13.8683 | 13.8683
5 | 15 | 0 | 3217 | Sunday |  | Pwr_3217 |  | 13.8683 | 13.8683 | 13.8683
5 | 15 | 1 | 3218 | Sunday |  | Pwr_3218 |  | 13.8683 | 13.8683 | 13.8683
5 | 15 | 2 | 3219 | Sunday |  | Pwr_3219 |  | 13.8683 | 13.8683 | 13.8683
5 | 15 | 3 | 3220 | Sunday |  | Pwr_3220 |  | 13.8683 | 13.8683 | 13.8683
5 | 15 | 4 | 3221 | Sunday |  | Pwr_3221 |  | 20.8025 | 20.8025 | 20.8025
5 | 15 | 5 | 3222 | Sunday |  | Pwr_3222 |  | 31.2038 | 31.2038 | 31.2038
5 | 15 | 6 | 3223 | Sunday |  | Pwr_3223 |  | 40.2182 | 40.2182 | 40.2182
5 | 15 | 7 | 3224 | Sunday |  | Pwr_3224 |  | 48.5392 | 48.5392 | 48.5392
5 | 15 | 8 | 3225 | Sunday |  | Pwr_3225 |  | 58.9405 | 58.9405 | 58.9405
5 | 15 | 9 | 3226 | Sunday |  | Pwr_3226 |  | 71.422 | 71.422 | 71.422
5 | 15 | 10 | 3227 | Sunday |  | Pwr_3227 |  | 68.6483 | 68.6483 | 68.6483
5 | 15 | 11 | 3228 | Sunday |  | Pwr_3228 |  | 63.7944 | 63.7944 | 63.7944
5 | 15 | 12 | 3229 | Sunday |  | Pwr_3229 |  | 65.8746 | 65.8746 | 65.8746
5 | 15 | 13 | 3230 | Sunday |  | Pwr_3230 |  | 69.3417 | 69.3417 | 69.3417
5 | 15 | 14 | 3231 | Sunday |  | Pwr_3231 |  | 70.7286 | 70.7286 | 70.7286
5 | 15 | 15 | 3232 | Sunday |  | Pwr_3232 |  | 71.422 | 71.422 | 71.422
5 | 15 | 16 | 3233 | Sunday |  | Pwr_3233 |  | 72.8088 | 72.8088 | 72.8088
5 | 15 | 17 | 3234 | Sunday |  | Pwr_3234 |  | 58.9405 | 58.9405 | 58.9405
5 | 15 | 18 | 3235 | Sunday |  | Pwr_3235 |  | 48.5392 | 48.5392 | 48.5392
5 | 15 | 19 | 3236 | Sunday |  | Pwr_3236 |  | 38.1379 | 38.1379 | 38.1379
5 | 15 | 20 | 3237 | Sunday |  | Pwr_3237 |  | 24.2696 | 24.2696 | 24.2696
5 | 15 | 21 | 3238 | Sunday |  | Pwr_3238 |  | 13.8683 | 13.8683 | 13.8683
5 | 15 | 22 | 3239 | Sunday |  | Pwr_3239 |  | 13.8683 | 13.8683 | 13.8683
5 | 15 | 23 | 3240 | Sunday |  | Pwr_3240 |  | 13.8683 | 13.8683 | 13.8683
5 | 16 | 0 | 3241 | Yes |  | Pwr_3241 |  | 13.8683 | 13.8683 | 13.8683
5 | 16 | 1 | 3242 | Yes |  | Pwr_3242 |  | 13.8683 | 13.8683 | 13.8683
5 | 16 | 2 | 3243 | Yes |  | Pwr_3243 |  | 13.8683 | 13.8683 | 13.8683
5 | 16 | 3 | 3244 | Yes |  | Pwr_3244 |  | 13.8683 | 13.8683 | 13.8683
5 | 16 | 4 | 3245 | Yes |  | Pwr_3245 |  | 20.8025 | 20.8025 | 20.8025
5 | 16 | 5 | 3246 | Yes |  | Pwr_3246 |  | 31.2038 | 31.2038 | 31.2038
5 | 16 | 6 | 3247 | Yes |  | Pwr_3247 |  | 40.2182 | 40.2182 | 40.2182
5 | 16 | 7 | 3248 | Yes |  | Pwr_3248 |  | 48.5392 | 48.5392 | 48.5392
5 | 16 | 8 | 3249 | Yes |  | Pwr_3249 |  | 58.9405 | 58.9405 | 58.9405
5 | 16 | 9 | 3250 | Yes |  | Pwr_3250 |  | 71.422 | 71.422 | 71.422
5 | 16 | 10 | 3251 | Yes |  | Pwr_3251 |  | 68.6483 | 68.6483 | 68.6483
5 | 16 | 11 | 3252 | Yes |  | Pwr_3252 |  | 63.7944 | 63.7944 | 63.7944
5 | 16 | 12 | 3253 | Yes |  | Pwr_3253 |  | 65.8746 | 65.8746 | 65.8746
5 | 16 | 13 | 3254 | Yes |  | Pwr_3254 |  | 69.3417 | 69.3417 | 69.3417
5 | 16 | 14 | 3255 | Yes |  | Pwr_3255 |  | 70.7286 | 70.7286 | 70.7286
5 | 16 | 15 | 3256 | Yes |  | Pwr_3256 |  | 71.422 | 71.422 | 71.422
5 | 16 | 16 | 3257 | Yes |  | Pwr_3257 |  | 72.8088 | 72.8088 | 72.8088
5 | 16 | 17 | 3258 | Yes |  | Pwr_3258 |  | 58.9405 | 58.9405 | 58.9405
5 | 16 | 18 | 3259 | Yes |  | Pwr_3259 |  | 48.5392 | 48.5392 | 48.5392
5 | 16 | 19 | 3260 | Yes |  | Pwr_3260 |  | 38.1379 | 38.1379 | 38.1379
5 | 16 | 20 | 3261 | Yes |  | Pwr_3261 |  | 24.2696 | 24.2696 | 24.2696
5 | 16 | 21 | 3262 | Yes |  | Pwr_3262 |  | 13.8683 | 13.8683 | 13.8683
5 | 16 | 22 | 3263 | Yes |  | Pwr_3263 |  | 13.8683 | 13.8683 | 13.8683
5 | 16 | 23 | 3264 | Yes |  | Pwr_3264 |  | 13.8683 | 13.8683 | 13.8683
5 | 17 | 0 | 3265 | Yes |  | Pwr_3265 |  | 13.8683 | 13.8683 | 13.8683
5 | 17 | 1 | 3266 | Yes |  | Pwr_3266 |  | 13.8683 | 13.8683 | 13.8683
5 | 17 | 2 | 3267 | Yes |  | Pwr_3267 |  | 13.8683 | 13.8683 | 13.8683
5 | 17 | 3 | 3268 | Yes |  | Pwr_3268 |  | 13.8683 | 13.8683 | 13.8683
5 | 17 | 4 | 3269 | Yes |  | Pwr_3269 |  | 20.8025 | 20.8025 | 20.8025
5 | 17 | 5 | 3270 | Yes |  | Pwr_3270 |  | 31.2038 | 31.2038 | 31.2038
5 | 17 | 6 | 3271 | Yes |  | Pwr_3271 |  | 40.2182 | 40.2182 | 40.2182
5 | 17 | 7 | 3272 | Yes |  | Pwr_3272 |  | 48.5392 | 48.5392 | 48.5392
5 | 17 | 8 | 3273 | Yes |  | Pwr_3273 |  | 58.9405 | 58.9405 | 58.9405
5 | 17 | 9 | 3274 | Yes |  | Pwr_3274 |  | 71.422 | 71.422 | 71.422
5 | 17 | 10 | 3275 | Yes |  | Pwr_3275 |  | 68.6483 | 68.6483 | 68.6483
5 | 17 | 11 | 3276 | Yes |  | Pwr_3276 |  | 63.7944 | 63.7944 | 63.7944
5 | 17 | 12 | 3277 | Yes |  | Pwr_3277 |  | 65.8746 | 65.8746 | 65.8746
5 | 17 | 13 | 3278 | Yes |  | Pwr_3278 |  | 69.3417 | 69.3417 | 69.3417
5 | 17 | 14 | 3279 | Yes |  | Pwr_3279 |  | 70.7286 | 70.7286 | 70.7286
5 | 17 | 15 | 3280 | Yes |  | Pwr_3280 |  | 71.422 | 71.422 | 71.422
5 | 17 | 16 | 3281 | Yes |  | Pwr_3281 |  | 72.8088 | 72.8088 | 72.8088
5 | 17 | 17 | 3282 | Yes |  | Pwr_3282 |  | 58.9405 | 58.9405 | 58.9405
5 | 17 | 18 | 3283 | Yes |  | Pwr_3283 |  | 48.5392 | 48.5392 | 48.5392
5 | 17 | 19 | 3284 | Yes |  | Pwr_3284 |  | 38.1379 | 38.1379 | 38.1379
5 | 17 | 20 | 3285 | Yes |  | Pwr_3285 |  | 24.2696 | 24.2696 | 24.2696
5 | 17 | 21 | 3286 | Yes |  | Pwr_3286 |  | 13.8683 | 13.8683 | 13.8683
5 | 17 | 22 | 3287 | Yes |  | Pwr_3287 |  | 13.8683 | 13.8683 | 13.8683
5 | 17 | 23 | 3288 | Yes |  | Pwr_3288 |  | 13.8683 | 13.8683 | 13.8683
5 | 18 | 0 | 3289 | Yes |  | Pwr_3289 |  | 13.8683 | 13.8683 | 13.8683
5 | 18 | 1 | 3290 | Yes |  | Pwr_3290 |  | 13.8683 | 13.8683 | 13.8683
5 | 18 | 2 | 3291 | Yes |  | Pwr_3291 |  | 13.8683 | 13.8683 | 13.8683
5 | 18 | 3 | 3292 | Yes |  | Pwr_3292 |  | 13.8683 | 13.8683 | 13.8683
5 | 18 | 4 | 3293 | Yes |  | Pwr_3293 |  | 20.8025 | 20.8025 | 20.8025
5 | 18 | 5 | 3294 | Yes |  | Pwr_3294 |  | 31.2038 | 31.2038 | 31.2038
5 | 18 | 6 | 3295 | Yes |  | Pwr_3295 |  | 40.2182 | 40.2182 | 40.2182
5 | 18 | 7 | 3296 | Yes |  | Pwr_3296 |  | 48.5392 | 48.5392 | 48.5392
5 | 18 | 8 | 3297 | Yes |  | Pwr_3297 |  | 58.9405 | 58.9405 | 58.9405
5 | 18 | 9 | 3298 | Yes |  | Pwr_3298 |  | 71.422 | 71.422 | 71.422
5 | 18 | 10 | 3299 | Yes |  | Pwr_3299 |  | 68.6483 | 68.6483 | 68.6483
5 | 18 | 11 | 3300 | Yes |  | Pwr_3300 |  | 63.7944 | 63.7944 | 63.7944
5 | 18 | 12 | 3301 | Yes |  | Pwr_3301 |  | 65.8746 | 65.8746 | 65.8746
5 | 18 | 13 | 3302 | Yes |  | Pwr_3302 |  | 69.3417 | 69.3417 | 69.3417
5 | 18 | 14 | 3303 | Yes |  | Pwr_3303 |  | 70.7286 | 70.7286 | 70.7286
5 | 18 | 15 | 3304 | Yes |  | Pwr_3304 |  | 71.422 | 71.422 | 71.422
5 | 18 | 16 | 3305 | Yes |  | Pwr_3305 |  | 72.8088 | 72.8088 | 72.8088
5 | 18 | 17 | 3306 | Yes |  | Pwr_3306 |  | 58.9405 | 58.9405 | 58.9405
5 | 18 | 18 | 3307 | Yes |  | Pwr_3307 |  | 48.5392 | 48.5392 | 48.5392
5 | 18 | 19 | 3308 | Yes |  | Pwr_3308 |  | 38.1379 | 38.1379 | 38.1379
5 | 18 | 20 | 3309 | Yes |  | Pwr_3309 |  | 24.2696 | 24.2696 | 24.2696
5 | 18 | 21 | 3310 | Yes |  | Pwr_3310 |  | 13.8683 | 13.8683 | 13.8683
5 | 18 | 22 | 3311 | Yes |  | Pwr_3311 |  | 13.8683 | 13.8683 | 13.8683
5 | 18 | 23 | 3312 | Yes |  | Pwr_3312 |  | 13.8683 | 13.8683 | 13.8683
5 | 19 | 0 | 3313 | Yes |  | Pwr_3313 |  | 13.8683 | 13.8683 | 13.8683
5 | 19 | 1 | 3314 | Yes |  | Pwr_3314 |  | 13.8683 | 13.8683 | 13.8683
5 | 19 | 2 | 3315 | Yes |  | Pwr_3315 |  | 13.8683 | 13.8683 | 13.8683
5 | 19 | 3 | 3316 | Yes |  | Pwr_3316 |  | 13.8683 | 13.8683 | 13.8683
5 | 19 | 4 | 3317 | Yes |  | Pwr_3317 |  | 13.8683 | 13.8683 | 13.8683
5 | 19 | 5 | 3318 | Yes |  | Pwr_3318 |  | 13.8683 | 13.8683 | 13.8683
5 | 19 | 6 | 3319 | Yes |  | Pwr_3319 |  | 13.8683 | 13.8683 | 13.8683
5 | 19 | 7 | 3320 | Yes |  | Pwr_3320 |  | 13.8683 | 13.8683 | 13.8683
5 | 19 | 8 | 3321 | Yes |  | Pwr_3321 |  | 13.8683 | 13.8683 | 13.8683
5 | 19 | 9 | 3322 | Yes |  | Pwr_3322 |  | 13.8683 | 13.8683 | 13.8683
5 | 19 | 10 | 3323 | Yes |  | Pwr_3323 |  | 13.8683 | 13.8683 | 13.8683
5 | 19 | 11 | 3324 | Yes |  | Pwr_3324 |  | 13.8683 | 13.8683 | 13.8683
5 | 19 | 12 | 3325 | Yes |  | Pwr_3325 |  | 13.8683 | 13.8683 | 13.8683
5 | 19 | 13 | 3326 | Yes |  | Pwr_3326 |  | 13.8683 | 13.8683 | 13.8683
5 | 19 | 14 | 3327 | Yes |  | Pwr_3327 |  | 13.8683 | 13.8683 | 13.8683
5 | 19 | 15 | 3328 | Yes |  | Pwr_3328 |  | 13.8683 | 13.8683 | 13.8683
5 | 19 | 16 | 3329 | Yes |  | Pwr_3329 |  | 13.8683 | 13.8683 | 13.8683
5 | 19 | 17 | 3330 | Yes |  | Pwr_3330 |  | 13.8683 | 13.8683 | 13.8683
5 | 19 | 18 | 3331 | Yes |  | Pwr_3331 |  | 13.8683 | 13.8683 | 13.8683
5 | 19 | 19 | 3332 | Yes |  | Pwr_3332 |  | 13.8683 | 13.8683 | 13.8683
5 | 19 | 20 | 3333 | Yes |  | Pwr_3333 |  | 13.8683 | 13.8683 | 13.8683
5 | 19 | 21 | 3334 | Yes |  | Pwr_3334 |  | 13.8683 | 13.8683 | 13.8683
5 | 19 | 22 | 3335 | Yes |  | Pwr_3335 |  | 13.8683 | 13.8683 | 13.8683
5 | 19 | 23 | 3336 | Yes |  | Pwr_3336 |  | 13.8683 | 13.8683 | 13.8683
5 | 20 | 0 | 3337 | Yes |  | Pwr_3337 |  | 13.8683 | 13.8683 | 13.8683
5 | 20 | 1 | 3338 | Yes |  | Pwr_3338 |  | 13.8683 | 13.8683 | 13.8683
5 | 20 | 2 | 3339 | Yes |  | Pwr_3339 |  | 13.8683 | 13.8683 | 13.8683
5 | 20 | 3 | 3340 | Yes |  | Pwr_3340 |  | 13.8683 | 13.8683 | 13.8683
5 | 20 | 4 | 3341 | Yes |  | Pwr_3341 |  | 13.8683 | 13.8683 | 13.8683
5 | 20 | 5 | 3342 | Yes |  | Pwr_3342 |  | 13.8683 | 13.8683 | 13.8683
5 | 20 | 6 | 3343 | Yes |  | Pwr_3343 |  | 13.8683 | 13.8683 | 13.8683
5 | 20 | 7 | 3344 | Yes |  | Pwr_3344 |  | 13.8683 | 13.8683 | 13.8683
5 | 20 | 8 | 3345 | Yes |  | Pwr_3345 |  | 13.8683 | 13.8683 | 13.8683
5 | 20 | 9 | 3346 | Yes |  | Pwr_3346 |  | 13.8683 | 13.8683 | 13.8683
5 | 20 | 10 | 3347 | Yes |  | Pwr_3347 |  | 13.8683 | 13.8683 | 13.8683
5 | 20 | 11 | 3348 | Yes |  | Pwr_3348 |  | 13.8683 | 13.8683 | 13.8683
5 | 20 | 12 | 3349 | Yes |  | Pwr_3349 |  | 13.8683 | 13.8683 | 13.8683
5 | 20 | 13 | 3350 | Yes |  | Pwr_3350 |  | 13.8683 | 13.8683 | 13.8683
5 | 20 | 14 | 3351 | Yes |  | Pwr_3351 |  | 13.8683 | 13.8683 | 13.8683
5 | 20 | 15 | 3352 | Yes |  | Pwr_3352 |  | 13.8683 | 13.8683 | 13.8683
5 | 20 | 16 | 3353 | Yes |  | Pwr_3353 |  | 13.8683 | 13.8683 | 13.8683
5 | 20 | 17 | 3354 | Yes |  | Pwr_3354 |  | 13.8683 | 13.8683 | 13.8683
5 | 20 | 18 | 3355 | Yes |  | Pwr_3355 |  | 13.8683 | 13.8683 | 13.8683
5 | 20 | 19 | 3356 | Yes |  | Pwr_3356 |  | 13.8683 | 13.8683 | 13.8683
5 | 20 | 20 | 3357 | Yes |  | Pwr_3357 |  | 13.8683 | 13.8683 | 13.8683
5 | 20 | 21 | 3358 | Yes |  | Pwr_3358 |  | 13.8683 | 13.8683 | 13.8683
5 | 20 | 22 | 3359 | Yes |  | Pwr_3359 |  | 13.8683 | 13.8683 | 13.8683
5 | 20 | 23 | 3360 | Yes |  | Pwr_3360 |  | 13.8683 | 13.8683 | 13.8683
5 | 21 | 0 | 3361 | Saturday |  | Pwr_3361 |  | 13.8683 | 13.8683 | 13.8683
5 | 21 | 1 | 3362 | Saturday |  | Pwr_3362 |  | 13.8683 | 13.8683 | 13.8683
5 | 21 | 2 | 3363 | Saturday |  | Pwr_3363 |  | 13.8683 | 13.8683 | 13.8683
5 | 21 | 3 | 3364 | Saturday |  | Pwr_3364 |  | 13.8683 | 13.8683 | 13.8683
5 | 21 | 4 | 3365 | Saturday |  | Pwr_3365 |  | 20.8025 | 20.8025 | 20.8025
5 | 21 | 5 | 3366 | Saturday |  | Pwr_3366 |  | 31.2038 | 31.2038 | 31.2038
5 | 21 | 6 | 3367 | Saturday |  | Pwr_3367 |  | 40.2182 | 40.2182 | 40.2182
5 | 21 | 7 | 3368 | Saturday |  | Pwr_3368 |  | 48.5392 | 48.5392 | 48.5392
5 | 21 | 8 | 3369 | Saturday |  | Pwr_3369 |  | 58.9405 | 58.9405 | 58.9405
5 | 21 | 9 | 3370 | Saturday |  | Pwr_3370 |  | 71.422 | 71.422 | 71.422
5 | 21 | 10 | 3371 | Saturday |  | Pwr_3371 |  | 68.6483 | 68.6483 | 68.6483
5 | 21 | 11 | 3372 | Saturday |  | Pwr_3372 |  | 63.7944 | 63.7944 | 63.7944
5 | 21 | 12 | 3373 | Saturday |  | Pwr_3373 |  | 65.8746 | 65.8746 | 65.8746
5 | 21 | 13 | 3374 | Saturday |  | Pwr_3374 |  | 69.3417 | 69.3417 | 69.3417
5 | 21 | 14 | 3375 | Saturday |  | Pwr_3375 |  | 70.7286 | 70.7286 | 70.7286
5 | 21 | 15 | 3376 | Saturday |  | Pwr_3376 |  | 71.422 | 71.422 | 71.422
5 | 21 | 16 | 3377 | Saturday |  | Pwr_3377 |  | 72.8088 | 72.8088 | 72.8088
5 | 21 | 17 | 3378 | Saturday |  | Pwr_3378 |  | 58.9405 | 58.9405 | 58.9405
5 | 21 | 18 | 3379 | Saturday |  | Pwr_3379 |  | 48.5392 | 48.5392 | 48.5392
5 | 21 | 19 | 3380 | Saturday |  | Pwr_3380 |  | 38.1379 | 38.1379 | 38.1379
5 | 21 | 20 | 3381 | Saturday |  | Pwr_3381 |  | 24.2696 | 24.2696 | 24.2696
5 | 21 | 21 | 3382 | Saturday |  | Pwr_3382 |  | 13.8683 | 13.8683 | 13.8683
5 | 21 | 22 | 3383 | Saturday |  | Pwr_3383 |  | 13.8683 | 13.8683 | 13.8683
5 | 21 | 23 | 3384 | Saturday |  | Pwr_3384 |  | 13.8683 | 13.8683 | 13.8683
5 | 22 | 0 | 3385 | Sunday |  | Pwr_3385 |  | 13.8683 | 13.8683 | 13.8683
5 | 22 | 1 | 3386 | Sunday |  | Pwr_3386 |  | 13.8683 | 13.8683 | 13.8683
5 | 22 | 2 | 3387 | Sunday |  | Pwr_3387 |  | 13.8683 | 13.8683 | 13.8683
5 | 22 | 3 | 3388 | Sunday |  | Pwr_3388 |  | 13.8683 | 13.8683 | 13.8683
5 | 22 | 4 | 3389 | Sunday |  | Pwr_3389 |  | 20.8025 | 20.8025 | 20.8025
5 | 22 | 5 | 3390 | Sunday |  | Pwr_3390 |  | 31.2038 | 31.2038 | 31.2038
5 | 22 | 6 | 3391 | Sunday |  | Pwr_3391 |  | 40.2182 | 40.2182 | 40.2182
5 | 22 | 7 | 3392 | Sunday |  | Pwr_3392 |  | 48.5392 | 48.5392 | 48.5392
5 | 22 | 8 | 3393 | Sunday |  | Pwr_3393 |  | 58.9405 | 58.9405 | 58.9405
5 | 22 | 9 | 3394 | Sunday |  | Pwr_3394 |  | 71.422 | 71.422 | 71.422
5 | 22 | 10 | 3395 | Sunday |  | Pwr_3395 |  | 68.6483 | 68.6483 | 68.6483
5 | 22 | 11 | 3396 | Sunday |  | Pwr_3396 |  | 63.7944 | 63.7944 | 63.7944
5 | 22 | 12 | 3397 | Sunday |  | Pwr_3397 |  | 65.8746 | 65.8746 | 65.8746
5 | 22 | 13 | 3398 | Sunday |  | Pwr_3398 |  | 69.3417 | 69.3417 | 69.3417
5 | 22 | 14 | 3399 | Sunday |  | Pwr_3399 |  | 70.7286 | 70.7286 | 70.7286
5 | 22 | 15 | 3400 | Sunday |  | Pwr_3400 |  | 71.422 | 71.422 | 71.422
5 | 22 | 16 | 3401 | Sunday |  | Pwr_3401 |  | 72.8088 | 72.8088 | 72.8088
5 | 22 | 17 | 3402 | Sunday |  | Pwr_3402 |  | 58.9405 | 58.9405 | 58.9405
5 | 22 | 18 | 3403 | Sunday |  | Pwr_3403 |  | 48.5392 | 48.5392 | 48.5392
5 | 22 | 19 | 3404 | Sunday |  | Pwr_3404 |  | 38.1379 | 38.1379 | 38.1379
5 | 22 | 20 | 3405 | Sunday |  | Pwr_3405 |  | 24.2696 | 24.2696 | 24.2696
5 | 22 | 21 | 3406 | Sunday |  | Pwr_3406 |  | 13.8683 | 13.8683 | 13.8683
5 | 22 | 22 | 3407 | Sunday |  | Pwr_3407 |  | 13.8683 | 13.8683 | 13.8683
5 | 22 | 23 | 3408 | Sunday |  | Pwr_3408 |  | 13.8683 | 13.8683 | 13.8683
5 | 23 | 0 | 3409 | Yes |  | Pwr_3409 |  | 13.8683 | 13.8683 | 13.8683
5 | 23 | 1 | 3410 | Yes |  | Pwr_3410 |  | 13.8683 | 13.8683 | 13.8683
5 | 23 | 2 | 3411 | Yes |  | Pwr_3411 |  | 13.8683 | 13.8683 | 13.8683
5 | 23 | 3 | 3412 | Yes |  | Pwr_3412 |  | 13.8683 | 13.8683 | 13.8683
5 | 23 | 4 | 3413 | Yes |  | Pwr_3413 |  | 20.8025 | 20.8025 | 20.8025
5 | 23 | 5 | 3414 | Yes |  | Pwr_3414 |  | 31.2038 | 31.2038 | 31.2038
5 | 23 | 6 | 3415 | Yes |  | Pwr_3415 |  | 40.2182 | 40.2182 | 40.2182
5 | 23 | 7 | 3416 | Yes |  | Pwr_3416 |  | 48.5392 | 48.5392 | 48.5392
5 | 23 | 8 | 3417 | Yes |  | Pwr_3417 |  | 58.9405 | 58.9405 | 58.9405
5 | 23 | 9 | 3418 | Yes |  | Pwr_3418 |  | 71.422 | 71.422 | 71.422
5 | 23 | 10 | 3419 | Yes |  | Pwr_3419 |  | 68.6483 | 68.6483 | 68.6483
5 | 23 | 11 | 3420 | Yes |  | Pwr_3420 |  | 63.7944 | 63.7944 | 63.7944
5 | 23 | 12 | 3421 | Yes |  | Pwr_3421 |  | 65.8746 | 65.8746 | 65.8746
5 | 23 | 13 | 3422 | Yes |  | Pwr_3422 |  | 69.3417 | 69.3417 | 69.3417
5 | 23 | 14 | 3423 | Yes |  | Pwr_3423 |  | 70.7286 | 70.7286 | 70.7286
5 | 23 | 15 | 3424 | Yes |  | Pwr_3424 |  | 71.422 | 71.422 | 71.422
5 | 23 | 16 | 3425 | Yes |  | Pwr_3425 |  | 72.8088 | 72.8088 | 72.8088
5 | 23 | 17 | 3426 | Yes |  | Pwr_3426 |  | 58.9405 | 58.9405 | 58.9405
5 | 23 | 18 | 3427 | Yes |  | Pwr_3427 |  | 48.5392 | 48.5392 | 48.5392
5 | 23 | 19 | 3428 | Yes |  | Pwr_3428 |  | 38.1379 | 38.1379 | 38.1379
5 | 23 | 20 | 3429 | Yes |  | Pwr_3429 |  | 24.2696 | 24.2696 | 24.2696
5 | 23 | 21 | 3430 | Yes |  | Pwr_3430 |  | 13.8683 | 13.8683 | 13.8683
5 | 23 | 22 | 3431 | Yes |  | Pwr_3431 |  | 13.8683 | 13.8683 | 13.8683
5 | 23 | 23 | 3432 | Yes |  | Pwr_3432 |  | 13.8683 | 13.8683 | 13.8683
5 | 24 | 0 | 3433 | Yes |  | Pwr_3433 |  | 13.8683 | 13.8683 | 13.8683
5 | 24 | 1 | 3434 | Yes |  | Pwr_3434 |  | 13.8683 | 13.8683 | 13.8683
5 | 24 | 2 | 3435 | Yes |  | Pwr_3435 |  | 13.8683 | 13.8683 | 13.8683
5 | 24 | 3 | 3436 | Yes |  | Pwr_3436 |  | 13.8683 | 13.8683 | 13.8683
5 | 24 | 4 | 3437 | Yes |  | Pwr_3437 |  | 20.8025 | 20.8025 | 20.8025
5 | 24 | 5 | 3438 | Yes |  | Pwr_3438 |  | 31.2038 | 31.2038 | 31.2038
5 | 24 | 6 | 3439 | Yes |  | Pwr_3439 |  | 40.2182 | 40.2182 | 40.2182
5 | 24 | 7 | 3440 | Yes |  | Pwr_3440 |  | 48.5392 | 48.5392 | 48.5392
5 | 24 | 8 | 3441 | Yes |  | Pwr_3441 |  | 58.9405 | 58.9405 | 58.9405
5 | 24 | 9 | 3442 | Yes |  | Pwr_3442 |  | 71.422 | 71.422 | 71.422
5 | 24 | 10 | 3443 | Yes |  | Pwr_3443 |  | 68.6483 | 68.6483 | 68.6483
5 | 24 | 11 | 3444 | Yes |  | Pwr_3444 |  | 63.7944 | 63.7944 | 63.7944
5 | 24 | 12 | 3445 | Yes |  | Pwr_3445 |  | 65.8746 | 65.8746 | 65.8746
5 | 24 | 13 | 3446 | Yes |  | Pwr_3446 |  | 69.3417 | 69.3417 | 69.3417
5 | 24 | 14 | 3447 | Yes |  | Pwr_3447 |  | 70.7286 | 70.7286 | 70.7286
5 | 24 | 15 | 3448 | Yes |  | Pwr_3448 |  | 71.422 | 71.422 | 71.422
5 | 24 | 16 | 3449 | Yes |  | Pwr_3449 |  | 72.8088 | 72.8088 | 72.8088
5 | 24 | 17 | 3450 | Yes |  | Pwr_3450 |  | 58.9405 | 58.9405 | 58.9405
5 | 24 | 18 | 3451 | Yes |  | Pwr_3451 |  | 48.5392 | 48.5392 | 48.5392
5 | 24 | 19 | 3452 | Yes |  | Pwr_3452 |  | 38.1379 | 38.1379 | 38.1379
5 | 24 | 20 | 3453 | Yes |  | Pwr_3453 |  | 24.2696 | 24.2696 | 24.2696
5 | 24 | 21 | 3454 | Yes |  | Pwr_3454 |  | 13.8683 | 13.8683 | 13.8683
5 | 24 | 22 | 3455 | Yes |  | Pwr_3455 |  | 13.8683 | 13.8683 | 13.8683
5 | 24 | 23 | 3456 | Yes |  | Pwr_3456 |  | 13.8683 | 13.8683 | 13.8683
5 | 25 | 0 | 3457 | Yes |  | Pwr_3457 |  | 13.8683 | 13.8683 | 13.8683
5 | 25 | 1 | 3458 | Yes |  | Pwr_3458 |  | 13.8683 | 13.8683 | 13.8683
5 | 25 | 2 | 3459 | Yes |  | Pwr_3459 |  | 13.8683 | 13.8683 | 13.8683
5 | 25 | 3 | 3460 | Yes |  | Pwr_3460 |  | 13.8683 | 13.8683 | 13.8683
5 | 25 | 4 | 3461 | Yes |  | Pwr_3461 |  | 20.8025 | 20.8025 | 20.8025
5 | 25 | 5 | 3462 | Yes |  | Pwr_3462 |  | 31.2038 | 31.2038 | 31.2038
5 | 25 | 6 | 3463 | Yes |  | Pwr_3463 |  | 40.2182 | 40.2182 | 40.2182
5 | 25 | 7 | 3464 | Yes |  | Pwr_3464 |  | 48.5392 | 48.5392 | 48.5392
5 | 25 | 8 | 3465 | Yes |  | Pwr_3465 |  | 58.9405 | 58.9405 | 58.9405
5 | 25 | 9 | 3466 | Yes |  | Pwr_3466 |  | 71.422 | 71.422 | 71.422
5 | 25 | 10 | 3467 | Yes |  | Pwr_3467 |  | 68.6483 | 68.6483 | 68.6483
5 | 25 | 11 | 3468 | Yes |  | Pwr_3468 |  | 63.7944 | 63.7944 | 63.7944
5 | 25 | 12 | 3469 | Yes |  | Pwr_3469 |  | 65.8746 | 65.8746 | 65.8746
5 | 25 | 13 | 3470 | Yes |  | Pwr_3470 |  | 69.3417 | 69.3417 | 69.3417
5 | 25 | 14 | 3471 | Yes |  | Pwr_3471 |  | 70.7286 | 70.7286 | 70.7286
5 | 25 | 15 | 3472 | Yes |  | Pwr_3472 |  | 71.422 | 71.422 | 71.422
5 | 25 | 16 | 3473 | Yes |  | Pwr_3473 |  | 72.8088 | 72.8088 | 72.8088
5 | 25 | 17 | 3474 | Yes |  | Pwr_3474 |  | 58.9405 | 58.9405 | 58.9405
5 | 25 | 18 | 3475 | Yes |  | Pwr_3475 |  | 48.5392 | 48.5392 | 48.5392
5 | 25 | 19 | 3476 | Yes |  | Pwr_3476 |  | 38.1379 | 38.1379 | 38.1379
5 | 25 | 20 | 3477 | Yes |  | Pwr_3477 |  | 24.2696 | 24.2696 | 24.2696
5 | 25 | 21 | 3478 | Yes |  | Pwr_3478 |  | 13.8683 | 13.8683 | 13.8683
5 | 25 | 22 | 3479 | Yes |  | Pwr_3479 |  | 13.8683 | 13.8683 | 13.8683
5 | 25 | 23 | 3480 | Yes |  | Pwr_3480 |  | 13.8683 | 13.8683 | 13.8683
5 | 26 | 0 | 3481 | Yes |  | Pwr_3481 |  | 13.8683 | 13.8683 | 13.8683
5 | 26 | 1 | 3482 | Yes |  | Pwr_3482 |  | 13.8683 | 13.8683 | 13.8683
5 | 26 | 2 | 3483 | Yes |  | Pwr_3483 |  | 13.8683 | 13.8683 | 13.8683
5 | 26 | 3 | 3484 | Yes |  | Pwr_3484 |  | 13.8683 | 13.8683 | 13.8683
5 | 26 | 4 | 3485 | Yes |  | Pwr_3485 |  | 13.8683 | 13.8683 | 13.8683
5 | 26 | 5 | 3486 | Yes |  | Pwr_3486 |  | 13.8683 | 13.8683 | 13.8683
5 | 26 | 6 | 3487 | Yes |  | Pwr_3487 |  | 13.8683 | 13.8683 | 13.8683
5 | 26 | 7 | 3488 | Yes |  | Pwr_3488 |  | 13.8683 | 13.8683 | 13.8683
5 | 26 | 8 | 3489 | Yes |  | Pwr_3489 |  | 13.8683 | 13.8683 | 13.8683
5 | 26 | 9 | 3490 | Yes |  | Pwr_3490 |  | 13.8683 | 13.8683 | 13.8683
5 | 26 | 10 | 3491 | Yes |  | Pwr_3491 |  | 13.8683 | 13.8683 | 13.8683
5 | 26 | 11 | 3492 | Yes |  | Pwr_3492 |  | 13.8683 | 13.8683 | 13.8683
5 | 26 | 12 | 3493 | Yes |  | Pwr_3493 |  | 13.8683 | 13.8683 | 13.8683
5 | 26 | 13 | 3494 | Yes |  | Pwr_3494 |  | 13.8683 | 13.8683 | 13.8683
5 | 26 | 14 | 3495 | Yes |  | Pwr_3495 |  | 13.8683 | 13.8683 | 13.8683
5 | 26 | 15 | 3496 | Yes |  | Pwr_3496 |  | 13.8683 | 13.8683 | 13.8683
5 | 26 | 16 | 3497 | Yes |  | Pwr_3497 |  | 13.8683 | 13.8683 | 13.8683
5 | 26 | 17 | 3498 | Yes |  | Pwr_3498 |  | 13.8683 | 13.8683 | 13.8683
5 | 26 | 18 | 3499 | Yes |  | Pwr_3499 |  | 13.8683 | 13.8683 | 13.8683
5 | 26 | 19 | 3500 | Yes |  | Pwr_3500 |  | 13.8683 | 13.8683 | 13.8683
5 | 26 | 20 | 3501 | Yes |  | Pwr_3501 |  | 13.8683 | 13.8683 | 13.8683
5 | 26 | 21 | 3502 | Yes |  | Pwr_3502 |  | 13.8683 | 13.8683 | 13.8683
5 | 26 | 22 | 3503 | Yes |  | Pwr_3503 |  | 13.8683 | 13.8683 | 13.8683
5 | 26 | 23 | 3504 | Yes |  | Pwr_3504 |  | 13.8683 | 13.8683 | 13.8683
5 | 27 | 0 | 3505 | Yes |  | Pwr_3505 |  | 13.8683 | 13.8683 | 13.8683
5 | 27 | 1 | 3506 | Yes |  | Pwr_3506 |  | 13.8683 | 13.8683 | 13.8683
5 | 27 | 2 | 3507 | Yes |  | Pwr_3507 |  | 13.8683 | 13.8683 | 13.8683
5 | 27 | 3 | 3508 | Yes |  | Pwr_3508 |  | 13.8683 | 13.8683 | 13.8683
5 | 27 | 4 | 3509 | Yes |  | Pwr_3509 |  | 13.8683 | 13.8683 | 13.8683
5 | 27 | 5 | 3510 | Yes |  | Pwr_3510 |  | 13.8683 | 13.8683 | 13.8683
5 | 27 | 6 | 3511 | Yes |  | Pwr_3511 |  | 13.8683 | 13.8683 | 13.8683
5 | 27 | 7 | 3512 | Yes |  | Pwr_3512 |  | 13.8683 | 13.8683 | 13.8683
5 | 27 | 8 | 3513 | Yes |  | Pwr_3513 |  | 13.8683 | 13.8683 | 13.8683
5 | 27 | 9 | 3514 | Yes |  | Pwr_3514 |  | 13.8683 | 13.8683 | 13.8683
5 | 27 | 10 | 3515 | Yes |  | Pwr_3515 |  | 13.8683 | 13.8683 | 13.8683
5 | 27 | 11 | 3516 | Yes |  | Pwr_3516 |  | 13.8683 | 13.8683 | 13.8683
5 | 27 | 12 | 3517 | Yes |  | Pwr_3517 |  | 13.8683 | 13.8683 | 13.8683
5 | 27 | 13 | 3518 | Yes |  | Pwr_3518 |  | 13.8683 | 13.8683 | 13.8683
5 | 27 | 14 | 3519 | Yes |  | Pwr_3519 |  | 13.8683 | 13.8683 | 13.8683
5 | 27 | 15 | 3520 | Yes |  | Pwr_3520 |  | 13.8683 | 13.8683 | 13.8683
5 | 27 | 16 | 3521 | Yes |  | Pwr_3521 |  | 13.8683 | 13.8683 | 13.8683
5 | 27 | 17 | 3522 | Yes |  | Pwr_3522 |  | 13.8683 | 13.8683 | 13.8683
5 | 27 | 18 | 3523 | Yes |  | Pwr_3523 |  | 13.8683 | 13.8683 | 13.8683
5 | 27 | 19 | 3524 | Yes |  | Pwr_3524 |  | 13.8683 | 13.8683 | 13.8683
5 | 27 | 20 | 3525 | Yes |  | Pwr_3525 |  | 13.8683 | 13.8683 | 13.8683
5 | 27 | 21 | 3526 | Yes |  | Pwr_3526 |  | 13.8683 | 13.8683 | 13.8683
5 | 27 | 22 | 3527 | Yes |  | Pwr_3527 |  | 13.8683 | 13.8683 | 13.8683
5 | 27 | 23 | 3528 | Yes |  | Pwr_3528 |  | 13.8683 | 13.8683 | 13.8683
5 | 28 | 0 | 3529 | Saturday |  | Pwr_3529 |  | 13.8683 | 13.8683 | 13.8683
5 | 28 | 1 | 3530 | Saturday |  | Pwr_3530 |  | 13.8683 | 13.8683 | 13.8683
5 | 28 | 2 | 3531 | Saturday |  | Pwr_3531 |  | 13.8683 | 13.8683 | 13.8683
5 | 28 | 3 | 3532 | Saturday |  | Pwr_3532 |  | 13.8683 | 13.8683 | 13.8683
5 | 28 | 4 | 3533 | Saturday |  | Pwr_3533 |  | 20.8025 | 20.8025 | 20.8025
5 | 28 | 5 | 3534 | Saturday |  | Pwr_3534 |  | 31.2038 | 31.2038 | 31.2038
5 | 28 | 6 | 3535 | Saturday |  | Pwr_3535 |  | 40.2182 | 40.2182 | 40.2182
5 | 28 | 7 | 3536 | Saturday |  | Pwr_3536 |  | 48.5392 | 48.5392 | 48.5392
5 | 28 | 8 | 3537 | Saturday |  | Pwr_3537 |  | 58.9405 | 58.9405 | 58.9405
5 | 28 | 9 | 3538 | Saturday |  | Pwr_3538 |  | 71.422 | 71.422 | 71.422
5 | 28 | 10 | 3539 | Saturday |  | Pwr_3539 |  | 68.6483 | 68.6483 | 68.6483
5 | 28 | 11 | 3540 | Saturday |  | Pwr_3540 |  | 63.7944 | 63.7944 | 63.7944
5 | 28 | 12 | 3541 | Saturday |  | Pwr_3541 |  | 65.8746 | 65.8746 | 65.8746
5 | 28 | 13 | 3542 | Saturday |  | Pwr_3542 |  | 69.3417 | 69.3417 | 69.3417
5 | 28 | 14 | 3543 | Saturday |  | Pwr_3543 |  | 70.7286 | 70.7286 | 70.7286
5 | 28 | 15 | 3544 | Saturday |  | Pwr_3544 |  | 71.422 | 71.422 | 71.422
5 | 28 | 16 | 3545 | Saturday |  | Pwr_3545 |  | 72.8088 | 72.8088 | 72.8088
5 | 28 | 17 | 3546 | Saturday |  | Pwr_3546 |  | 58.9405 | 58.9405 | 58.9405
5 | 28 | 18 | 3547 | Saturday |  | Pwr_3547 |  | 48.5392 | 48.5392 | 48.5392
5 | 28 | 19 | 3548 | Saturday |  | Pwr_3548 |  | 38.1379 | 38.1379 | 38.1379
5 | 28 | 20 | 3549 | Saturday |  | Pwr_3549 |  | 24.2696 | 24.2696 | 24.2696
5 | 28 | 21 | 3550 | Saturday |  | Pwr_3550 |  | 13.8683 | 13.8683 | 13.8683
5 | 28 | 22 | 3551 | Saturday |  | Pwr_3551 |  | 13.8683 | 13.8683 | 13.8683
5 | 28 | 23 | 3552 | Saturday |  | Pwr_3552 |  | 13.8683 | 13.8683 | 13.8683
5 | 29 | 0 | 3553 | Sunday |  | Pwr_3553 |  | 13.8683 | 13.8683 | 13.8683
5 | 29 | 1 | 3554 | Sunday |  | Pwr_3554 |  | 13.8683 | 13.8683 | 13.8683
5 | 29 | 2 | 3555 | Sunday |  | Pwr_3555 |  | 13.8683 | 13.8683 | 13.8683
5 | 29 | 3 | 3556 | Sunday |  | Pwr_3556 |  | 13.8683 | 13.8683 | 13.8683
5 | 29 | 4 | 3557 | Sunday |  | Pwr_3557 |  | 20.8025 | 20.8025 | 20.8025
5 | 29 | 5 | 3558 | Sunday |  | Pwr_3558 |  | 31.2038 | 31.2038 | 31.2038
5 | 29 | 6 | 3559 | Sunday |  | Pwr_3559 |  | 40.2182 | 40.2182 | 40.2182
5 | 29 | 7 | 3560 | Sunday |  | Pwr_3560 |  | 48.5392 | 48.5392 | 48.5392
5 | 29 | 8 | 3561 | Sunday |  | Pwr_3561 |  | 58.9405 | 58.9405 | 58.9405
5 | 29 | 9 | 3562 | Sunday |  | Pwr_3562 |  | 71.422 | 71.422 | 71.422
5 | 29 | 10 | 3563 | Sunday |  | Pwr_3563 |  | 68.6483 | 68.6483 | 68.6483
5 | 29 | 11 | 3564 | Sunday |  | Pwr_3564 |  | 63.7944 | 63.7944 | 63.7944
5 | 29 | 12 | 3565 | Sunday |  | Pwr_3565 |  | 65.8746 | 65.8746 | 65.8746
5 | 29 | 13 | 3566 | Sunday |  | Pwr_3566 |  | 69.3417 | 69.3417 | 69.3417
5 | 29 | 14 | 3567 | Sunday |  | Pwr_3567 |  | 70.7286 | 70.7286 | 70.7286
5 | 29 | 15 | 3568 | Sunday |  | Pwr_3568 |  | 71.422 | 71.422 | 71.422
5 | 29 | 16 | 3569 | Sunday |  | Pwr_3569 |  | 72.8088 | 72.8088 | 72.8088
5 | 29 | 17 | 3570 | Sunday |  | Pwr_3570 |  | 58.9405 | 58.9405 | 58.9405
5 | 29 | 18 | 3571 | Sunday |  | Pwr_3571 |  | 48.5392 | 48.5392 | 48.5392
5 | 29 | 19 | 3572 | Sunday |  | Pwr_3572 |  | 38.1379 | 38.1379 | 38.1379
5 | 29 | 20 | 3573 | Sunday |  | Pwr_3573 |  | 24.2696 | 24.2696 | 24.2696
5 | 29 | 21 | 3574 | Sunday |  | Pwr_3574 |  | 13.8683 | 13.8683 | 13.8683
5 | 29 | 22 | 3575 | Sunday |  | Pwr_3575 |  | 13.8683 | 13.8683 | 13.8683
5 | 29 | 23 | 3576 | Sunday |  | Pwr_3576 |  | 13.8683 | 13.8683 | 13.8683
5 | 30 | 0 | 3577 | Yes |  | Pwr_3577 |  | 13.8683 | 13.8683 | 13.8683
5 | 30 | 1 | 3578 | Yes |  | Pwr_3578 |  | 13.8683 | 13.8683 | 13.8683
5 | 30 | 2 | 3579 | Yes |  | Pwr_3579 |  | 13.8683 | 13.8683 | 13.8683
5 | 30 | 3 | 3580 | Yes |  | Pwr_3580 |  | 13.8683 | 13.8683 | 13.8683
5 | 30 | 4 | 3581 | Yes |  | Pwr_3581 |  | 20.8025 | 20.8025 | 20.8025
5 | 30 | 5 | 3582 | Yes |  | Pwr_3582 |  | 31.2038 | 31.2038 | 31.2038
5 | 30 | 6 | 3583 | Yes |  | Pwr_3583 |  | 40.2182 | 40.2182 | 40.2182
5 | 30 | 7 | 3584 | Yes |  | Pwr_3584 |  | 48.5392 | 48.5392 | 48.5392
5 | 30 | 8 | 3585 | Yes |  | Pwr_3585 |  | 58.9405 | 58.9405 | 58.9405
5 | 30 | 9 | 3586 | Yes |  | Pwr_3586 |  | 71.422 | 71.422 | 71.422
5 | 30 | 10 | 3587 | Yes |  | Pwr_3587 |  | 68.6483 | 68.6483 | 68.6483
5 | 30 | 11 | 3588 | Yes |  | Pwr_3588 |  | 63.7944 | 63.7944 | 63.7944
5 | 30 | 12 | 3589 | Yes |  | Pwr_3589 |  | 65.8746 | 65.8746 | 65.8746
5 | 30 | 13 | 3590 | Yes |  | Pwr_3590 |  | 69.3417 | 69.3417 | 69.3417
5 | 30 | 14 | 3591 | Yes |  | Pwr_3591 |  | 70.7286 | 70.7286 | 70.7286
5 | 30 | 15 | 3592 | Yes |  | Pwr_3592 |  | 71.422 | 71.422 | 71.422
5 | 30 | 16 | 3593 | Yes |  | Pwr_3593 |  | 72.8088 | 72.8088 | 72.8088
5 | 30 | 17 | 3594 | Yes |  | Pwr_3594 |  | 58.9405 | 58.9405 | 58.9405
5 | 30 | 18 | 3595 | Yes |  | Pwr_3595 |  | 48.5392 | 48.5392 | 48.5392
5 | 30 | 19 | 3596 | Yes |  | Pwr_3596 |  | 38.1379 | 38.1379 | 38.1379
5 | 30 | 20 | 3597 | Yes |  | Pwr_3597 |  | 24.2696 | 24.2696 | 24.2696
5 | 30 | 21 | 3598 | Yes |  | Pwr_3598 |  | 13.8683 | 13.8683 | 13.8683
5 | 30 | 22 | 3599 | Yes |  | Pwr_3599 |  | 13.8683 | 13.8683 | 13.8683
5 | 30 | 23 | 3600 | Yes |  | Pwr_3600 |  | 13.8683 | 13.8683 | 13.8683
5 | 31 | 0 | 3601 | Yes |  | Pwr_3601 |  | 13.8683 | 13.8683 | 13.8683
5 | 31 | 1 | 3602 | Yes |  | Pwr_3602 |  | 13.8683 | 13.8683 | 13.8683
5 | 31 | 2 | 3603 | Yes |  | Pwr_3603 |  | 13.8683 | 13.8683 | 13.8683
5 | 31 | 3 | 3604 | Yes |  | Pwr_3604 |  | 13.8683 | 13.8683 | 13.8683
5 | 31 | 4 | 3605 | Yes |  | Pwr_3605 |  | 20.8025 | 20.8025 | 20.8025
5 | 31 | 5 | 3606 | Yes |  | Pwr_3606 |  | 31.2038 | 31.2038 | 31.2038
5 | 31 | 6 | 3607 | Yes |  | Pwr_3607 |  | 40.2182 | 40.2182 | 40.2182
5 | 31 | 7 | 3608 | Yes |  | Pwr_3608 |  | 48.5392 | 48.5392 | 48.5392
5 | 31 | 8 | 3609 | Yes |  | Pwr_3609 |  | 58.9405 | 58.9405 | 58.9405
5 | 31 | 9 | 3610 | Yes |  | Pwr_3610 |  | 71.422 | 71.422 | 71.422
5 | 31 | 10 | 3611 | Yes |  | Pwr_3611 |  | 68.6483 | 68.6483 | 68.6483
5 | 31 | 11 | 3612 | Yes |  | Pwr_3612 |  | 63.7944 | 63.7944 | 63.7944
5 | 31 | 12 | 3613 | Yes |  | Pwr_3613 |  | 65.8746 | 65.8746 | 65.8746
5 | 31 | 13 | 3614 | Yes |  | Pwr_3614 |  | 69.3417 | 69.3417 | 69.3417
5 | 31 | 14 | 3615 | Yes |  | Pwr_3615 |  | 70.7286 | 70.7286 | 70.7286
5 | 31 | 15 | 3616 | Yes |  | Pwr_3616 |  | 71.422 | 71.422 | 71.422
5 | 31 | 16 | 3617 | Yes |  | Pwr_3617 |  | 72.8088 | 72.8088 | 72.8088
5 | 31 | 17 | 3618 | Yes |  | Pwr_3618 |  | 58.9405 | 58.9405 | 58.9405
5 | 31 | 18 | 3619 | Yes |  | Pwr_3619 |  | 48.5392 | 48.5392 | 48.5392
5 | 31 | 19 | 3620 | Yes |  | Pwr_3620 |  | 38.1379 | 38.1379 | 38.1379
5 | 31 | 20 | 3621 | Yes |  | Pwr_3621 |  | 24.2696 | 24.2696 | 24.2696
5 | 31 | 21 | 3622 | Yes |  | Pwr_3622 |  | 13.8683 | 13.8683 | 13.8683
5 | 31 | 22 | 3623 | Yes |  | Pwr_3623 |  | 13.8683 | 13.8683 | 13.8683
5 | 31 | 23 | 3624 | Yes |  | Pwr_3624 |  | 13.8683 | 13.8683 | 13.8683
6 | 1 | 0 | 3625 | Sunday |  | Pwr_3625 |  | 13.8683 | 13.8683 | 13.8683
6 | 1 | 1 | 3626 | Sunday |  | Pwr_3626 |  | 13.8683 | 13.8683 | 13.8683
6 | 1 | 2 | 3627 | Sunday |  | Pwr_3627 |  | 13.8683 | 13.8683 | 13.8683
6 | 1 | 3 | 3628 | Sunday |  | Pwr_3628 |  | 13.8683 | 13.8683 | 13.8683
6 | 1 | 4 | 3629 | Sunday |  | Pwr_3629 |  | 20.8025 | 20.8025 | 20.8025
6 | 1 | 5 | 3630 | Sunday |  | Pwr_3630 |  | 31.2038 | 31.2038 | 31.2038
6 | 1 | 6 | 3631 | Sunday |  | Pwr_3631 |  | 40.2182 | 40.2182 | 40.2182
6 | 1 | 7 | 3632 | Sunday |  | Pwr_3632 |  | 48.5392 | 48.5392 | 48.5392
6 | 1 | 8 | 3633 | Sunday |  | Pwr_3633 |  | 58.9405 | 58.9405 | 58.9405
6 | 1 | 9 | 3634 | Sunday |  | Pwr_3634 |  | 71.422 | 71.422 | 71.422
6 | 1 | 10 | 3635 | Sunday |  | Pwr_3635 |  | 68.6483 | 68.6483 | 68.6483
6 | 1 | 11 | 3636 | Sunday |  | Pwr_3636 |  | 63.7944 | 63.7944 | 63.7944
6 | 1 | 12 | 3637 | Sunday |  | Pwr_3637 |  | 65.8746 | 65.8746 | 65.8746
6 | 1 | 13 | 3638 | Sunday |  | Pwr_3638 |  | 69.3417 | 69.3417 | 69.3417
6 | 1 | 14 | 3639 | Sunday |  | Pwr_3639 |  | 70.7286 | 70.7286 | 70.7286
6 | 1 | 15 | 3640 | Sunday |  | Pwr_3640 |  | 71.422 | 71.422 | 71.422
6 | 1 | 16 | 3641 | Sunday |  | Pwr_3641 |  | 72.8088 | 72.8088 | 72.8088
6 | 1 | 17 | 3642 | Sunday |  | Pwr_3642 |  | 58.9405 | 58.9405 | 58.9405
6 | 1 | 18 | 3643 | Sunday |  | Pwr_3643 |  | 48.5392 | 48.5392 | 48.5392
6 | 1 | 19 | 3644 | Sunday |  | Pwr_3644 |  | 38.1379 | 38.1379 | 38.1379
6 | 1 | 20 | 3645 | Sunday |  | Pwr_3645 |  | 24.2696 | 24.2696 | 24.2696
6 | 1 | 21 | 3646 | Sunday |  | Pwr_3646 |  | 13.8683 | 13.8683 | 13.8683
6 | 1 | 22 | 3647 | Sunday |  | Pwr_3647 |  | 13.8683 | 13.8683 | 13.8683
6 | 1 | 23 | 3648 | Sunday |  | Pwr_3648 |  | 13.8683 | 13.8683 | 13.8683
6 | 2 | 0 | 3649 | Yes |  | Pwr_3649 |  | 13.8683 | 13.8683 | 13.8683
6 | 2 | 1 | 3650 | Yes |  | Pwr_3650 |  | 13.8683 | 13.8683 | 13.8683
6 | 2 | 2 | 3651 | Yes |  | Pwr_3651 |  | 13.8683 | 13.8683 | 13.8683
6 | 2 | 3 | 3652 | Yes |  | Pwr_3652 |  | 13.8683 | 13.8683 | 13.8683
6 | 2 | 4 | 3653 | Yes |  | Pwr_3653 |  | 13.8683 | 13.8683 | 13.8683
6 | 2 | 5 | 3654 | Yes |  | Pwr_3654 |  | 13.8683 | 13.8683 | 13.8683
6 | 2 | 6 | 3655 | Yes |  | Pwr_3655 |  | 13.8683 | 13.8683 | 13.8683
6 | 2 | 7 | 3656 | Yes |  | Pwr_3656 |  | 13.8683 | 13.8683 | 13.8683
6 | 2 | 8 | 3657 | Yes |  | Pwr_3657 |  | 13.8683 | 13.8683 | 13.8683
6 | 2 | 9 | 3658 | Yes |  | Pwr_3658 |  | 13.8683 | 13.8683 | 13.8683
6 | 2 | 10 | 3659 | Yes |  | Pwr_3659 |  | 13.8683 | 13.8683 | 13.8683
6 | 2 | 11 | 3660 | Yes |  | Pwr_3660 |  | 13.8683 | 13.8683 | 13.8683
6 | 2 | 12 | 3661 | Yes |  | Pwr_3661 |  | 13.8683 | 13.8683 | 13.8683
6 | 2 | 13 | 3662 | Yes |  | Pwr_3662 |  | 13.8683 | 13.8683 | 13.8683
6 | 2 | 14 | 3663 | Yes |  | Pwr_3663 |  | 13.8683 | 13.8683 | 13.8683
6 | 2 | 15 | 3664 | Yes |  | Pwr_3664 |  | 13.8683 | 13.8683 | 13.8683
6 | 2 | 16 | 3665 | Yes |  | Pwr_3665 |  | 13.8683 | 13.8683 | 13.8683
6 | 2 | 17 | 3666 | Yes |  | Pwr_3666 |  | 13.8683 | 13.8683 | 13.8683
6 | 2 | 18 | 3667 | Yes |  | Pwr_3667 |  | 13.8683 | 13.8683 | 13.8683
6 | 2 | 19 | 3668 | Yes |  | Pwr_3668 |  | 13.8683 | 13.8683 | 13.8683
6 | 2 | 20 | 3669 | Yes |  | Pwr_3669 |  | 13.8683 | 13.8683 | 13.8683
6 | 2 | 21 | 3670 | Yes |  | Pwr_3670 |  | 13.8683 | 13.8683 | 13.8683
6 | 2 | 22 | 3671 | Yes |  | Pwr_3671 |  | 13.8683 | 13.8683 | 13.8683
6 | 2 | 23 | 3672 | Yes |  | Pwr_3672 |  | 13.8683 | 13.8683 | 13.8683
6 | 3 | 0 | 3673 | Yes |  | Pwr_3673 |  | 13.8683 | 13.8683 | 13.8683
6 | 3 | 1 | 3674 | Yes |  | Pwr_3674 |  | 13.8683 | 13.8683 | 13.8683
6 | 3 | 2 | 3675 | Yes |  | Pwr_3675 |  | 13.8683 | 13.8683 | 13.8683
6 | 3 | 3 | 3676 | Yes |  | Pwr_3676 |  | 13.8683 | 13.8683 | 13.8683
6 | 3 | 4 | 3677 | Yes |  | Pwr_3677 |  | 13.8683 | 13.8683 | 13.8683
6 | 3 | 5 | 3678 | Yes |  | Pwr_3678 |  | 13.8683 | 13.8683 | 13.8683
6 | 3 | 6 | 3679 | Yes |  | Pwr_3679 |  | 13.8683 | 13.8683 | 13.8683
6 | 3 | 7 | 3680 | Yes |  | Pwr_3680 |  | 13.8683 | 13.8683 | 13.8683
6 | 3 | 8 | 3681 | Yes |  | Pwr_3681 |  | 13.8683 | 13.8683 | 13.8683
6 | 3 | 9 | 3682 | Yes |  | Pwr_3682 |  | 13.8683 | 13.8683 | 13.8683
6 | 3 | 10 | 3683 | Yes |  | Pwr_3683 |  | 13.8683 | 13.8683 | 13.8683
6 | 3 | 11 | 3684 | Yes |  | Pwr_3684 |  | 13.8683 | 13.8683 | 13.8683
6 | 3 | 12 | 3685 | Yes |  | Pwr_3685 |  | 13.8683 | 13.8683 | 13.8683
6 | 3 | 13 | 3686 | Yes |  | Pwr_3686 |  | 13.8683 | 13.8683 | 13.8683
6 | 3 | 14 | 3687 | Yes |  | Pwr_3687 |  | 13.8683 | 13.8683 | 13.8683
6 | 3 | 15 | 3688 | Yes |  | Pwr_3688 |  | 13.8683 | 13.8683 | 13.8683
6 | 3 | 16 | 3689 | Yes |  | Pwr_3689 |  | 13.8683 | 13.8683 | 13.8683
6 | 3 | 17 | 3690 | Yes |  | Pwr_3690 |  | 13.8683 | 13.8683 | 13.8683
6 | 3 | 18 | 3691 | Yes |  | Pwr_3691 |  | 13.8683 | 13.8683 | 13.8683
6 | 3 | 19 | 3692 | Yes |  | Pwr_3692 |  | 13.8683 | 13.8683 | 13.8683
6 | 3 | 20 | 3693 | Yes |  | Pwr_3693 |  | 13.8683 | 13.8683 | 13.8683
6 | 3 | 21 | 3694 | Yes |  | Pwr_3694 |  | 13.8683 | 13.8683 | 13.8683
6 | 3 | 22 | 3695 | Yes |  | Pwr_3695 |  | 13.8683 | 13.8683 | 13.8683
6 | 3 | 23 | 3696 | Yes |  | Pwr_3696 |  | 13.8683 | 13.8683 | 13.8683
6 | 4 | 0 | 3697 | Yes |  | Pwr_3697 |  | 13.8683 | 13.8683 | 13.8683
6 | 4 | 1 | 3698 | Yes |  | Pwr_3698 |  | 13.8683 | 13.8683 | 13.8683
6 | 4 | 2 | 3699 | Yes |  | Pwr_3699 |  | 13.8683 | 13.8683 | 13.8683
6 | 4 | 3 | 3700 | Yes |  | Pwr_3700 |  | 13.8683 | 13.8683 | 13.8683
6 | 4 | 4 | 3701 | Yes |  | Pwr_3701 |  | 20.8025 | 20.8025 | 20.8025
6 | 4 | 5 | 3702 | Yes |  | Pwr_3702 |  | 31.2038 | 31.2038 | 31.2038
6 | 4 | 6 | 3703 | Yes |  | Pwr_3703 |  | 40.2182 | 40.2182 | 40.2182
6 | 4 | 7 | 3704 | Yes |  | Pwr_3704 |  | 48.5392 | 48.5392 | 48.5392
6 | 4 | 8 | 3705 | Yes |  | Pwr_3705 |  | 58.9405 | 58.9405 | 58.9405
6 | 4 | 9 | 3706 | Yes |  | Pwr_3706 |  | 71.422 | 71.422 | 71.422
6 | 4 | 10 | 3707 | Yes |  | Pwr_3707 |  | 68.6483 | 68.6483 | 68.6483
6 | 4 | 11 | 3708 | Yes |  | Pwr_3708 |  | 63.7944 | 63.7944 | 63.7944
6 | 4 | 12 | 3709 | Yes |  | Pwr_3709 |  | 65.8746 | 65.8746 | 65.8746
6 | 4 | 13 | 3710 | Yes |  | Pwr_3710 |  | 69.3417 | 69.3417 | 69.3417
6 | 4 | 14 | 3711 | Yes |  | Pwr_3711 |  | 70.7286 | 70.7286 | 70.7286
6 | 4 | 15 | 3712 | Yes |  | Pwr_3712 |  | 71.422 | 71.422 | 71.422
6 | 4 | 16 | 3713 | Yes |  | Pwr_3713 |  | 72.8088 | 72.8088 | 72.8088
6 | 4 | 17 | 3714 | Yes |  | Pwr_3714 |  | 58.9405 | 58.9405 | 58.9405
6 | 4 | 18 | 3715 | Yes |  | Pwr_3715 |  | 48.5392 | 48.5392 | 48.5392
6 | 4 | 19 | 3716 | Yes |  | Pwr_3716 |  | 38.1379 | 38.1379 | 38.1379
6 | 4 | 20 | 3717 | Yes |  | Pwr_3717 |  | 24.2696 | 24.2696 | 24.2696
6 | 4 | 21 | 3718 | Yes |  | Pwr_3718 |  | 13.8683 | 13.8683 | 13.8683
6 | 4 | 22 | 3719 | Yes |  | Pwr_3719 |  | 13.8683 | 13.8683 | 13.8683
6 | 4 | 23 | 3720 | Yes |  | Pwr_3720 |  | 13.8683 | 13.8683 | 13.8683
6 | 5 | 0 | 3721 | Yes |  | Pwr_3721 |  | 13.8683 | 13.8683 | 13.8683
6 | 5 | 1 | 3722 | Yes |  | Pwr_3722 |  | 13.8683 | 13.8683 | 13.8683
6 | 5 | 2 | 3723 | Yes |  | Pwr_3723 |  | 13.8683 | 13.8683 | 13.8683
6 | 5 | 3 | 3724 | Yes |  | Pwr_3724 |  | 13.8683 | 13.8683 | 13.8683
6 | 5 | 4 | 3725 | Yes |  | Pwr_3725 |  | 20.8025 | 20.8025 | 20.8025
6 | 5 | 5 | 3726 | Yes |  | Pwr_3726 |  | 31.2038 | 31.2038 | 31.2038
6 | 5 | 6 | 3727 | Yes |  | Pwr_3727 |  | 40.2182 | 40.2182 | 40.2182
6 | 5 | 7 | 3728 | Yes |  | Pwr_3728 |  | 48.5392 | 48.5392 | 48.5392
6 | 5 | 8 | 3729 | Yes |  | Pwr_3729 |  | 58.9405 | 58.9405 | 58.9405
6 | 5 | 9 | 3730 | Yes |  | Pwr_3730 |  | 71.422 | 71.422 | 71.422
6 | 5 | 10 | 3731 | Yes |  | Pwr_3731 |  | 68.6483 | 68.6483 | 68.6483
6 | 5 | 11 | 3732 | Yes |  | Pwr_3732 |  | 63.7944 | 63.7944 | 63.7944
6 | 5 | 12 | 3733 | Yes |  | Pwr_3733 |  | 65.8746 | 65.8746 | 65.8746
6 | 5 | 13 | 3734 | Yes |  | Pwr_3734 |  | 69.3417 | 69.3417 | 69.3417
6 | 5 | 14 | 3735 | Yes |  | Pwr_3735 |  | 70.7286 | 70.7286 | 70.7286
6 | 5 | 15 | 3736 | Yes |  | Pwr_3736 |  | 71.422 | 71.422 | 71.422
6 | 5 | 16 | 3737 | Yes |  | Pwr_3737 |  | 72.8088 | 72.8088 | 72.8088
6 | 5 | 17 | 3738 | Yes |  | Pwr_3738 |  | 58.9405 | 58.9405 | 58.9405
6 | 5 | 18 | 3739 | Yes |  | Pwr_3739 |  | 48.5392 | 48.5392 | 48.5392
6 | 5 | 19 | 3740 | Yes |  | Pwr_3740 |  | 38.1379 | 38.1379 | 38.1379
6 | 5 | 20 | 3741 | Yes |  | Pwr_3741 |  | 24.2696 | 24.2696 | 24.2696
6 | 5 | 21 | 3742 | Yes |  | Pwr_3742 |  | 13.8683 | 13.8683 | 13.8683
6 | 5 | 22 | 3743 | Yes |  | Pwr_3743 |  | 13.8683 | 13.8683 | 13.8683
6 | 5 | 23 | 3744 | Yes |  | Pwr_3744 |  | 13.8683 | 13.8683 | 13.8683
6 | 6 | 0 | 3745 | Yes |  | Pwr_3745 |  | 13.8683 | 13.8683 | 13.8683
6 | 6 | 1 | 3746 | Yes |  | Pwr_3746 |  | 13.8683 | 13.8683 | 13.8683
6 | 6 | 2 | 3747 | Yes |  | Pwr_3747 |  | 13.8683 | 13.8683 | 13.8683
6 | 6 | 3 | 3748 | Yes |  | Pwr_3748 |  | 13.8683 | 13.8683 | 13.8683
6 | 6 | 4 | 3749 | Yes |  | Pwr_3749 |  | 20.8025 | 20.8025 | 20.8025
6 | 6 | 5 | 3750 | Yes |  | Pwr_3750 |  | 31.2038 | 31.2038 | 31.2038
6 | 6 | 6 | 3751 | Yes |  | Pwr_3751 |  | 40.2182 | 40.2182 | 40.2182
6 | 6 | 7 | 3752 | Yes |  | Pwr_3752 |  | 48.5392 | 48.5392 | 48.5392
6 | 6 | 8 | 3753 | Yes |  | Pwr_3753 |  | 58.9405 | 58.9405 | 58.9405
6 | 6 | 9 | 3754 | Yes |  | Pwr_3754 |  | 71.422 | 71.422 | 71.422
6 | 6 | 10 | 3755 | Yes |  | Pwr_3755 |  | 68.6483 | 68.6483 | 68.6483
6 | 6 | 11 | 3756 | Yes |  | Pwr_3756 |  | 63.7944 | 63.7944 | 63.7944
6 | 6 | 12 | 3757 | Yes |  | Pwr_3757 |  | 65.8746 | 65.8746 | 65.8746
6 | 6 | 13 | 3758 | Yes |  | Pwr_3758 |  | 69.3417 | 69.3417 | 69.3417
6 | 6 | 14 | 3759 | Yes |  | Pwr_3759 |  | 70.7286 | 70.7286 | 70.7286
6 | 6 | 15 | 3760 | Yes |  | Pwr_3760 |  | 71.422 | 71.422 | 71.422
6 | 6 | 16 | 3761 | Yes |  | Pwr_3761 |  | 72.8088 | 72.8088 | 72.8088
6 | 6 | 17 | 3762 | Yes |  | Pwr_3762 |  | 58.9405 | 58.9405 | 58.9405
6 | 6 | 18 | 3763 | Yes |  | Pwr_3763 |  | 48.5392 | 48.5392 | 48.5392
6 | 6 | 19 | 3764 | Yes |  | Pwr_3764 |  | 38.1379 | 38.1379 | 38.1379
6 | 6 | 20 | 3765 | Yes |  | Pwr_3765 |  | 24.2696 | 24.2696 | 24.2696
6 | 6 | 21 | 3766 | Yes |  | Pwr_3766 |  | 13.8683 | 13.8683 | 13.8683
6 | 6 | 22 | 3767 | Yes |  | Pwr_3767 |  | 13.8683 | 13.8683 | 13.8683
6 | 6 | 23 | 3768 | Yes |  | Pwr_3768 |  | 13.8683 | 13.8683 | 13.8683
6 | 7 | 0 | 3769 | Saturday |  | Pwr_3769 |  | 13.8683 | 13.8683 | 13.8683
6 | 7 | 1 | 3770 | Saturday |  | Pwr_3770 |  | 13.8683 | 13.8683 | 13.8683
6 | 7 | 2 | 3771 | Saturday |  | Pwr_3771 |  | 13.8683 | 13.8683 | 13.8683
6 | 7 | 3 | 3772 | Saturday |  | Pwr_3772 |  | 13.8683 | 13.8683 | 13.8683
6 | 7 | 4 | 3773 | Saturday |  | Pwr_3773 |  | 20.8025 | 20.8025 | 20.8025
6 | 7 | 5 | 3774 | Saturday |  | Pwr_3774 |  | 31.2038 | 31.2038 | 31.2038
6 | 7 | 6 | 3775 | Saturday |  | Pwr_3775 |  | 40.2182 | 40.2182 | 40.2182
6 | 7 | 7 | 3776 | Saturday |  | Pwr_3776 |  | 48.5392 | 48.5392 | 48.5392
6 | 7 | 8 | 3777 | Saturday |  | Pwr_3777 |  | 58.9405 | 58.9405 | 58.9405
6 | 7 | 9 | 3778 | Saturday |  | Pwr_3778 |  | 71.422 | 71.422 | 71.422
6 | 7 | 10 | 3779 | Saturday |  | Pwr_3779 |  | 68.6483 | 68.6483 | 68.6483
6 | 7 | 11 | 3780 | Saturday |  | Pwr_3780 |  | 63.7944 | 63.7944 | 63.7944
6 | 7 | 12 | 3781 | Saturday |  | Pwr_3781 |  | 65.8746 | 65.8746 | 65.8746
6 | 7 | 13 | 3782 | Saturday |  | Pwr_3782 |  | 69.3417 | 69.3417 | 69.3417
6 | 7 | 14 | 3783 | Saturday |  | Pwr_3783 |  | 70.7286 | 70.7286 | 70.7286
6 | 7 | 15 | 3784 | Saturday |  | Pwr_3784 |  | 71.422 | 71.422 | 71.422
6 | 7 | 16 | 3785 | Saturday |  | Pwr_3785 |  | 72.8088 | 72.8088 | 72.8088
6 | 7 | 17 | 3786 | Saturday |  | Pwr_3786 |  | 58.9405 | 58.9405 | 58.9405
6 | 7 | 18 | 3787 | Saturday |  | Pwr_3787 |  | 48.5392 | 48.5392 | 48.5392
6 | 7 | 19 | 3788 | Saturday |  | Pwr_3788 |  | 38.1379 | 38.1379 | 38.1379
6 | 7 | 20 | 3789 | Saturday |  | Pwr_3789 |  | 24.2696 | 24.2696 | 24.2696
6 | 7 | 21 | 3790 | Saturday |  | Pwr_3790 |  | 13.8683 | 13.8683 | 13.8683
6 | 7 | 22 | 3791 | Saturday |  | Pwr_3791 |  | 13.8683 | 13.8683 | 13.8683
6 | 7 | 23 | 3792 | Saturday |  | Pwr_3792 |  | 13.8683 | 13.8683 | 13.8683
6 | 8 | 0 | 3793 | Sunday |  | Pwr_3793 |  | 13.8683 | 13.8683 | 13.8683
6 | 8 | 1 | 3794 | Sunday |  | Pwr_3794 |  | 13.8683 | 13.8683 | 13.8683
6 | 8 | 2 | 3795 | Sunday |  | Pwr_3795 |  | 13.8683 | 13.8683 | 13.8683
6 | 8 | 3 | 3796 | Sunday |  | Pwr_3796 |  | 13.8683 | 13.8683 | 13.8683
6 | 8 | 4 | 3797 | Sunday |  | Pwr_3797 |  | 20.8025 | 20.8025 | 20.8025
6 | 8 | 5 | 3798 | Sunday |  | Pwr_3798 |  | 31.2038 | 31.2038 | 31.2038
6 | 8 | 6 | 3799 | Sunday |  | Pwr_3799 |  | 40.2182 | 40.2182 | 40.2182
6 | 8 | 7 | 3800 | Sunday |  | Pwr_3800 |  | 48.5392 | 48.5392 | 48.5392
6 | 8 | 8 | 3801 | Sunday |  | Pwr_3801 |  | 58.9405 | 58.9405 | 58.9405
6 | 8 | 9 | 3802 | Sunday |  | Pwr_3802 |  | 71.422 | 71.422 | 71.422
6 | 8 | 10 | 3803 | Sunday |  | Pwr_3803 |  | 68.6483 | 68.6483 | 68.6483
6 | 8 | 11 | 3804 | Sunday |  | Pwr_3804 |  | 63.7944 | 63.7944 | 63.7944
6 | 8 | 12 | 3805 | Sunday |  | Pwr_3805 |  | 65.8746 | 65.8746 | 65.8746
6 | 8 | 13 | 3806 | Sunday |  | Pwr_3806 |  | 69.3417 | 69.3417 | 69.3417
6 | 8 | 14 | 3807 | Sunday |  | Pwr_3807 |  | 70.7286 | 70.7286 | 70.7286
6 | 8 | 15 | 3808 | Sunday |  | Pwr_3808 |  | 71.422 | 71.422 | 71.422
6 | 8 | 16 | 3809 | Sunday |  | Pwr_3809 |  | 72.8088 | 72.8088 | 72.8088
6 | 8 | 17 | 3810 | Sunday |  | Pwr_3810 |  | 58.9405 | 58.9405 | 58.9405
6 | 8 | 18 | 3811 | Sunday |  | Pwr_3811 |  | 48.5392 | 48.5392 | 48.5392
6 | 8 | 19 | 3812 | Sunday |  | Pwr_3812 |  | 38.1379 | 38.1379 | 38.1379
6 | 8 | 20 | 3813 | Sunday |  | Pwr_3813 |  | 24.2696 | 24.2696 | 24.2696
6 | 8 | 21 | 3814 | Sunday |  | Pwr_3814 |  | 13.8683 | 13.8683 | 13.8683
6 | 8 | 22 | 3815 | Sunday |  | Pwr_3815 |  | 13.8683 | 13.8683 | 13.8683
6 | 8 | 23 | 3816 | Sunday |  | Pwr_3816 |  | 13.8683 | 13.8683 | 13.8683
6 | 9 | 0 | 3817 | Yes |  | Pwr_3817 |  | 13.8683 | 13.8683 | 13.8683
6 | 9 | 1 | 3818 | Yes |  | Pwr_3818 |  | 13.8683 | 13.8683 | 13.8683
6 | 9 | 2 | 3819 | Yes |  | Pwr_3819 |  | 13.8683 | 13.8683 | 13.8683
6 | 9 | 3 | 3820 | Yes |  | Pwr_3820 |  | 13.8683 | 13.8683 | 13.8683
6 | 9 | 4 | 3821 | Yes |  | Pwr_3821 |  | 13.8683 | 13.8683 | 13.8683
6 | 9 | 5 | 3822 | Yes |  | Pwr_3822 |  | 13.8683 | 13.8683 | 13.8683
6 | 9 | 6 | 3823 | Yes |  | Pwr_3823 |  | 13.8683 | 13.8683 | 13.8683
6 | 9 | 7 | 3824 | Yes |  | Pwr_3824 |  | 13.8683 | 13.8683 | 13.8683
6 | 9 | 8 | 3825 | Yes |  | Pwr_3825 |  | 13.8683 | 13.8683 | 13.8683
6 | 9 | 9 | 3826 | Yes |  | Pwr_3826 |  | 13.8683 | 13.8683 | 13.8683
6 | 9 | 10 | 3827 | Yes |  | Pwr_3827 |  | 13.8683 | 13.8683 | 13.8683
6 | 9 | 11 | 3828 | Yes |  | Pwr_3828 |  | 13.8683 | 13.8683 | 13.8683
6 | 9 | 12 | 3829 | Yes |  | Pwr_3829 |  | 13.8683 | 13.8683 | 13.8683
6 | 9 | 13 | 3830 | Yes |  | Pwr_3830 |  | 13.8683 | 13.8683 | 13.8683
6 | 9 | 14 | 3831 | Yes |  | Pwr_3831 |  | 13.8683 | 13.8683 | 13.8683
6 | 9 | 15 | 3832 | Yes |  | Pwr_3832 |  | 13.8683 | 13.8683 | 13.8683
6 | 9 | 16 | 3833 | Yes |  | Pwr_3833 |  | 13.8683 | 13.8683 | 13.8683
6 | 9 | 17 | 3834 | Yes |  | Pwr_3834 |  | 13.8683 | 13.8683 | 13.8683
6 | 9 | 18 | 3835 | Yes |  | Pwr_3835 |  | 13.8683 | 13.8683 | 13.8683
6 | 9 | 19 | 3836 | Yes |  | Pwr_3836 |  | 13.8683 | 13.8683 | 13.8683
6 | 9 | 20 | 3837 | Yes |  | Pwr_3837 |  | 13.8683 | 13.8683 | 13.8683
6 | 9 | 21 | 3838 | Yes |  | Pwr_3838 |  | 13.8683 | 13.8683 | 13.8683
6 | 9 | 22 | 3839 | Yes |  | Pwr_3839 |  | 13.8683 | 13.8683 | 13.8683
6 | 9 | 23 | 3840 | Yes |  | Pwr_3840 |  | 13.8683 | 13.8683 | 13.8683
6 | 10 | 0 | 3841 | Yes |  | Pwr_3841 |  | 13.8683 | 13.8683 | 13.8683
6 | 10 | 1 | 3842 | Yes |  | Pwr_3842 |  | 13.8683 | 13.8683 | 13.8683
6 | 10 | 2 | 3843 | Yes |  | Pwr_3843 |  | 13.8683 | 13.8683 | 13.8683
6 | 10 | 3 | 3844 | Yes |  | Pwr_3844 |  | 13.8683 | 13.8683 | 13.8683
6 | 10 | 4 | 3845 | Yes |  | Pwr_3845 |  | 13.8683 | 13.8683 | 13.8683
6 | 10 | 5 | 3846 | Yes |  | Pwr_3846 |  | 13.8683 | 13.8683 | 13.8683
6 | 10 | 6 | 3847 | Yes |  | Pwr_3847 |  | 13.8683 | 13.8683 | 13.8683
6 | 10 | 7 | 3848 | Yes |  | Pwr_3848 |  | 13.8683 | 13.8683 | 13.8683
6 | 10 | 8 | 3849 | Yes |  | Pwr_3849 |  | 13.8683 | 13.8683 | 13.8683
6 | 10 | 9 | 3850 | Yes |  | Pwr_3850 |  | 13.8683 | 13.8683 | 13.8683
6 | 10 | 10 | 3851 | Yes |  | Pwr_3851 |  | 13.8683 | 13.8683 | 13.8683
6 | 10 | 11 | 3852 | Yes |  | Pwr_3852 |  | 13.8683 | 13.8683 | 13.8683
6 | 10 | 12 | 3853 | Yes |  | Pwr_3853 |  | 13.8683 | 13.8683 | 13.8683
6 | 10 | 13 | 3854 | Yes |  | Pwr_3854 |  | 13.8683 | 13.8683 | 13.8683
6 | 10 | 14 | 3855 | Yes |  | Pwr_3855 |  | 13.8683 | 13.8683 | 13.8683
6 | 10 | 15 | 3856 | Yes |  | Pwr_3856 |  | 13.8683 | 13.8683 | 13.8683
6 | 10 | 16 | 3857 | Yes |  | Pwr_3857 |  | 13.8683 | 13.8683 | 13.8683
6 | 10 | 17 | 3858 | Yes |  | Pwr_3858 |  | 13.8683 | 13.8683 | 13.8683
6 | 10 | 18 | 3859 | Yes |  | Pwr_3859 |  | 13.8683 | 13.8683 | 13.8683
6 | 10 | 19 | 3860 | Yes |  | Pwr_3860 |  | 13.8683 | 13.8683 | 13.8683
6 | 10 | 20 | 3861 | Yes |  | Pwr_3861 |  | 13.8683 | 13.8683 | 13.8683
6 | 10 | 21 | 3862 | Yes |  | Pwr_3862 |  | 13.8683 | 13.8683 | 13.8683
6 | 10 | 22 | 3863 | Yes |  | Pwr_3863 |  | 13.8683 | 13.8683 | 13.8683
6 | 10 | 23 | 3864 | Yes |  | Pwr_3864 |  | 13.8683 | 13.8683 | 13.8683
6 | 11 | 0 | 3865 | Yes |  | Pwr_3865 |  | 13.8683 | 13.8683 | 13.8683
6 | 11 | 1 | 3866 | Yes |  | Pwr_3866 |  | 13.8683 | 13.8683 | 13.8683
6 | 11 | 2 | 3867 | Yes |  | Pwr_3867 |  | 13.8683 | 13.8683 | 13.8683
6 | 11 | 3 | 3868 | Yes |  | Pwr_3868 |  | 13.8683 | 13.8683 | 13.8683
6 | 11 | 4 | 3869 | Yes |  | Pwr_3869 |  | 20.8025 | 20.8025 | 20.8025
6 | 11 | 5 | 3870 | Yes |  | Pwr_3870 |  | 31.2038 | 31.2038 | 31.2038
6 | 11 | 6 | 3871 | Yes |  | Pwr_3871 |  | 40.2182 | 40.2182 | 40.2182
6 | 11 | 7 | 3872 | Yes |  | Pwr_3872 |  | 48.5392 | 48.5392 | 48.5392
6 | 11 | 8 | 3873 | Yes |  | Pwr_3873 |  | 58.9405 | 58.9405 | 58.9405
6 | 11 | 9 | 3874 | Yes |  | Pwr_3874 |  | 71.422 | 71.422 | 71.422
6 | 11 | 10 | 3875 | Yes |  | Pwr_3875 |  | 68.6483 | 68.6483 | 68.6483
6 | 11 | 11 | 3876 | Yes |  | Pwr_3876 |  | 63.7944 | 63.7944 | 63.7944
6 | 11 | 12 | 3877 | Yes |  | Pwr_3877 |  | 65.8746 | 65.8746 | 65.8746
6 | 11 | 13 | 3878 | Yes |  | Pwr_3878 |  | 69.3417 | 69.3417 | 69.3417
6 | 11 | 14 | 3879 | Yes |  | Pwr_3879 |  | 70.7286 | 70.7286 | 70.7286
6 | 11 | 15 | 3880 | Yes |  | Pwr_3880 |  | 71.422 | 71.422 | 71.422
6 | 11 | 16 | 3881 | Yes |  | Pwr_3881 |  | 72.8088 | 72.8088 | 72.8088
6 | 11 | 17 | 3882 | Yes |  | Pwr_3882 |  | 58.9405 | 58.9405 | 58.9405
6 | 11 | 18 | 3883 | Yes |  | Pwr_3883 |  | 48.5392 | 48.5392 | 48.5392
6 | 11 | 19 | 3884 | Yes |  | Pwr_3884 |  | 38.1379 | 38.1379 | 38.1379
6 | 11 | 20 | 3885 | Yes |  | Pwr_3885 |  | 24.2696 | 24.2696 | 24.2696
6 | 11 | 21 | 3886 | Yes |  | Pwr_3886 |  | 13.8683 | 13.8683 | 13.8683
6 | 11 | 22 | 3887 | Yes |  | Pwr_3887 |  | 13.8683 | 13.8683 | 13.8683
6 | 11 | 23 | 3888 | Yes |  | Pwr_3888 |  | 13.8683 | 13.8683 | 13.8683
6 | 12 | 0 | 3889 | Yes |  | Pwr_3889 |  | 13.8683 | 13.8683 | 13.8683
6 | 12 | 1 | 3890 | Yes |  | Pwr_3890 |  | 13.8683 | 13.8683 | 13.8683
6 | 12 | 2 | 3891 | Yes |  | Pwr_3891 |  | 13.8683 | 13.8683 | 13.8683
6 | 12 | 3 | 3892 | Yes |  | Pwr_3892 |  | 13.8683 | 13.8683 | 13.8683
6 | 12 | 4 | 3893 | Yes |  | Pwr_3893 |  | 20.8025 | 20.8025 | 20.8025
6 | 12 | 5 | 3894 | Yes |  | Pwr_3894 |  | 31.2038 | 31.2038 | 31.2038
6 | 12 | 6 | 3895 | Yes |  | Pwr_3895 |  | 40.2182 | 40.2182 | 40.2182
6 | 12 | 7 | 3896 | Yes |  | Pwr_3896 |  | 48.5392 | 48.5392 | 48.5392
6 | 12 | 8 | 3897 | Yes |  | Pwr_3897 |  | 58.9405 | 58.9405 | 58.9405
6 | 12 | 9 | 3898 | Yes |  | Pwr_3898 |  | 71.422 | 71.422 | 71.422
6 | 12 | 10 | 3899 | Yes |  | Pwr_3899 |  | 68.6483 | 68.6483 | 68.6483
6 | 12 | 11 | 3900 | Yes |  | Pwr_3900 |  | 63.7944 | 63.7944 | 63.7944
6 | 12 | 12 | 3901 | Yes |  | Pwr_3901 |  | 65.8746 | 65.8746 | 65.8746
6 | 12 | 13 | 3902 | Yes |  | Pwr_3902 |  | 69.3417 | 69.3417 | 69.3417
6 | 12 | 14 | 3903 | Yes |  | Pwr_3903 |  | 70.7286 | 70.7286 | 70.7286
6 | 12 | 15 | 3904 | Yes |  | Pwr_3904 |  | 71.422 | 71.422 | 71.422
6 | 12 | 16 | 3905 | Yes |  | Pwr_3905 |  | 72.8088 | 72.8088 | 72.8088
6 | 12 | 17 | 3906 | Yes |  | Pwr_3906 |  | 58.9405 | 58.9405 | 58.9405
6 | 12 | 18 | 3907 | Yes |  | Pwr_3907 |  | 48.5392 | 48.5392 | 48.5392
6 | 12 | 19 | 3908 | Yes |  | Pwr_3908 |  | 38.1379 | 38.1379 | 38.1379
6 | 12 | 20 | 3909 | Yes |  | Pwr_3909 |  | 24.2696 | 24.2696 | 24.2696
6 | 12 | 21 | 3910 | Yes |  | Pwr_3910 |  | 13.8683 | 13.8683 | 13.8683
6 | 12 | 22 | 3911 | Yes |  | Pwr_3911 |  | 13.8683 | 13.8683 | 13.8683
6 | 12 | 23 | 3912 | Yes |  | Pwr_3912 |  | 13.8683 | 13.8683 | 13.8683
6 | 13 | 0 | 3913 | Yes |  | Pwr_3913 |  | 13.8683 | 13.8683 | 13.8683
6 | 13 | 1 | 3914 | Yes |  | Pwr_3914 |  | 13.8683 | 13.8683 | 13.8683
6 | 13 | 2 | 3915 | Yes |  | Pwr_3915 |  | 13.8683 | 13.8683 | 13.8683
6 | 13 | 3 | 3916 | Yes |  | Pwr_3916 |  | 13.8683 | 13.8683 | 13.8683
6 | 13 | 4 | 3917 | Yes |  | Pwr_3917 |  | 20.8025 | 20.8025 | 20.8025
6 | 13 | 5 | 3918 | Yes |  | Pwr_3918 |  | 31.2038 | 31.2038 | 31.2038
6 | 13 | 6 | 3919 | Yes |  | Pwr_3919 |  | 40.2182 | 40.2182 | 40.2182
6 | 13 | 7 | 3920 | Yes |  | Pwr_3920 |  | 48.5392 | 48.5392 | 48.5392
6 | 13 | 8 | 3921 | Yes |  | Pwr_3921 |  | 58.9405 | 58.9405 | 58.9405
6 | 13 | 9 | 3922 | Yes |  | Pwr_3922 |  | 71.422 | 71.422 | 71.422
6 | 13 | 10 | 3923 | Yes |  | Pwr_3923 |  | 68.6483 | 68.6483 | 68.6483
6 | 13 | 11 | 3924 | Yes |  | Pwr_3924 |  | 63.7944 | 63.7944 | 63.7944
6 | 13 | 12 | 3925 | Yes |  | Pwr_3925 |  | 65.8746 | 65.8746 | 65.8746
6 | 13 | 13 | 3926 | Yes |  | Pwr_3926 |  | 69.3417 | 69.3417 | 69.3417
6 | 13 | 14 | 3927 | Yes |  | Pwr_3927 |  | 70.7286 | 70.7286 | 70.7286
6 | 13 | 15 | 3928 | Yes |  | Pwr_3928 |  | 71.422 | 71.422 | 71.422
6 | 13 | 16 | 3929 | Yes |  | Pwr_3929 |  | 72.8088 | 72.8088 | 72.8088
6 | 13 | 17 | 3930 | Yes |  | Pwr_3930 |  | 58.9405 | 58.9405 | 58.9405
6 | 13 | 18 | 3931 | Yes |  | Pwr_3931 |  | 48.5392 | 48.5392 | 48.5392
6 | 13 | 19 | 3932 | Yes |  | Pwr_3932 |  | 38.1379 | 38.1379 | 38.1379
6 | 13 | 20 | 3933 | Yes |  | Pwr_3933 |  | 24.2696 | 24.2696 | 24.2696
6 | 13 | 21 | 3934 | Yes |  | Pwr_3934 |  | 13.8683 | 13.8683 | 13.8683
6 | 13 | 22 | 3935 | Yes |  | Pwr_3935 |  | 13.8683 | 13.8683 | 13.8683
6 | 13 | 23 | 3936 | Yes |  | Pwr_3936 |  | 13.8683 | 13.8683 | 13.8683
6 | 14 | 0 | 3937 | Saturday |  | Pwr_3937 |  | 13.8683 | 13.8683 | 13.8683
6 | 14 | 1 | 3938 | Saturday |  | Pwr_3938 |  | 13.8683 | 13.8683 | 13.8683
6 | 14 | 2 | 3939 | Saturday |  | Pwr_3939 |  | 13.8683 | 13.8683 | 13.8683
6 | 14 | 3 | 3940 | Saturday |  | Pwr_3940 |  | 13.8683 | 13.8683 | 13.8683
6 | 14 | 4 | 3941 | Saturday |  | Pwr_3941 |  | 20.8025 | 20.8025 | 20.8025
6 | 14 | 5 | 3942 | Saturday |  | Pwr_3942 |  | 31.2038 | 31.2038 | 31.2038
6 | 14 | 6 | 3943 | Saturday |  | Pwr_3943 |  | 40.2182 | 40.2182 | 40.2182
6 | 14 | 7 | 3944 | Saturday |  | Pwr_3944 |  | 48.5392 | 48.5392 | 48.5392
6 | 14 | 8 | 3945 | Saturday |  | Pwr_3945 |  | 58.9405 | 58.9405 | 58.9405
6 | 14 | 9 | 3946 | Saturday |  | Pwr_3946 |  | 71.422 | 71.422 | 71.422
6 | 14 | 10 | 3947 | Saturday |  | Pwr_3947 |  | 68.6483 | 68.6483 | 68.6483
6 | 14 | 11 | 3948 | Saturday |  | Pwr_3948 |  | 63.7944 | 63.7944 | 63.7944
6 | 14 | 12 | 3949 | Saturday |  | Pwr_3949 |  | 65.8746 | 65.8746 | 65.8746
6 | 14 | 13 | 3950 | Saturday |  | Pwr_3950 |  | 69.3417 | 69.3417 | 69.3417
6 | 14 | 14 | 3951 | Saturday |  | Pwr_3951 |  | 70.7286 | 70.7286 | 70.7286
6 | 14 | 15 | 3952 | Saturday |  | Pwr_3952 |  | 71.422 | 71.422 | 71.422
6 | 14 | 16 | 3953 | Saturday |  | Pwr_3953 |  | 72.8088 | 72.8088 | 72.8088
6 | 14 | 17 | 3954 | Saturday |  | Pwr_3954 |  | 58.9405 | 58.9405 | 58.9405
6 | 14 | 18 | 3955 | Saturday |  | Pwr_3955 |  | 48.5392 | 48.5392 | 48.5392
6 | 14 | 19 | 3956 | Saturday |  | Pwr_3956 |  | 38.1379 | 38.1379 | 38.1379
6 | 14 | 20 | 3957 | Saturday |  | Pwr_3957 |  | 24.2696 | 24.2696 | 24.2696
6 | 14 | 21 | 3958 | Saturday |  | Pwr_3958 |  | 13.8683 | 13.8683 | 13.8683
6 | 14 | 22 | 3959 | Saturday |  | Pwr_3959 |  | 13.8683 | 13.8683 | 13.8683
6 | 14 | 23 | 3960 | Saturday |  | Pwr_3960 |  | 13.8683 | 13.8683 | 13.8683
6 | 15 | 0 | 3961 | Sunday |  | Pwr_3961 |  | 13.8683 | 13.8683 | 13.8683
6 | 15 | 1 | 3962 | Sunday |  | Pwr_3962 |  | 13.8683 | 13.8683 | 13.8683
6 | 15 | 2 | 3963 | Sunday |  | Pwr_3963 |  | 13.8683 | 13.8683 | 13.8683
6 | 15 | 3 | 3964 | Sunday |  | Pwr_3964 |  | 13.8683 | 13.8683 | 13.8683
6 | 15 | 4 | 3965 | Sunday |  | Pwr_3965 |  | 20.8025 | 20.8025 | 20.8025
6 | 15 | 5 | 3966 | Sunday |  | Pwr_3966 |  | 31.2038 | 31.2038 | 31.2038
6 | 15 | 6 | 3967 | Sunday |  | Pwr_3967 |  | 40.2182 | 40.2182 | 40.2182
6 | 15 | 7 | 3968 | Sunday |  | Pwr_3968 |  | 48.5392 | 48.5392 | 48.5392
6 | 15 | 8 | 3969 | Sunday |  | Pwr_3969 |  | 58.9405 | 58.9405 | 58.9405
6 | 15 | 9 | 3970 | Sunday |  | Pwr_3970 |  | 71.422 | 71.422 | 71.422
6 | 15 | 10 | 3971 | Sunday |  | Pwr_3971 |  | 68.6483 | 68.6483 | 68.6483
6 | 15 | 11 | 3972 | Sunday |  | Pwr_3972 |  | 63.7944 | 63.7944 | 63.7944
6 | 15 | 12 | 3973 | Sunday |  | Pwr_3973 |  | 65.8746 | 65.8746 | 65.8746
6 | 15 | 13 | 3974 | Sunday |  | Pwr_3974 |  | 69.3417 | 69.3417 | 69.3417
6 | 15 | 14 | 3975 | Sunday |  | Pwr_3975 |  | 70.7286 | 70.7286 | 70.7286
6 | 15 | 15 | 3976 | Sunday |  | Pwr_3976 |  | 71.422 | 71.422 | 71.422
6 | 15 | 16 | 3977 | Sunday |  | Pwr_3977 |  | 72.8088 | 72.8088 | 72.8088
6 | 15 | 17 | 3978 | Sunday |  | Pwr_3978 |  | 58.9405 | 58.9405 | 58.9405
6 | 15 | 18 | 3979 | Sunday |  | Pwr_3979 |  | 48.5392 | 48.5392 | 48.5392
6 | 15 | 19 | 3980 | Sunday |  | Pwr_3980 |  | 38.1379 | 38.1379 | 38.1379
6 | 15 | 20 | 3981 | Sunday |  | Pwr_3981 |  | 24.2696 | 24.2696 | 24.2696
6 | 15 | 21 | 3982 | Sunday |  | Pwr_3982 |  | 13.8683 | 13.8683 | 13.8683
6 | 15 | 22 | 3983 | Sunday |  | Pwr_3983 |  | 13.8683 | 13.8683 | 13.8683
6 | 15 | 23 | 3984 | Sunday |  | Pwr_3984 |  | 13.8683 | 13.8683 | 13.8683
6 | 16 | 0 | 3985 | Yes |  | Pwr_3985 |  | 13.8683 | 13.8683 | 13.8683
6 | 16 | 1 | 3986 | Yes |  | Pwr_3986 |  | 13.8683 | 13.8683 | 13.8683
6 | 16 | 2 | 3987 | Yes |  | Pwr_3987 |  | 13.8683 | 13.8683 | 13.8683
6 | 16 | 3 | 3988 | Yes |  | Pwr_3988 |  | 13.8683 | 13.8683 | 13.8683
6 | 16 | 4 | 3989 | Yes |  | Pwr_3989 |  | 13.8683 | 13.8683 | 13.8683
6 | 16 | 5 | 3990 | Yes |  | Pwr_3990 |  | 13.8683 | 13.8683 | 13.8683
6 | 16 | 6 | 3991 | Yes |  | Pwr_3991 |  | 13.8683 | 13.8683 | 13.8683
6 | 16 | 7 | 3992 | Yes |  | Pwr_3992 |  | 13.8683 | 13.8683 | 13.8683
6 | 16 | 8 | 3993 | Yes |  | Pwr_3993 |  | 13.8683 | 13.8683 | 13.8683
6 | 16 | 9 | 3994 | Yes |  | Pwr_3994 |  | 13.8683 | 13.8683 | 13.8683
6 | 16 | 10 | 3995 | Yes |  | Pwr_3995 |  | 13.8683 | 13.8683 | 13.8683
6 | 16 | 11 | 3996 | Yes |  | Pwr_3996 |  | 13.8683 | 13.8683 | 13.8683
6 | 16 | 12 | 3997 | Yes |  | Pwr_3997 |  | 13.8683 | 13.8683 | 13.8683
6 | 16 | 13 | 3998 | Yes |  | Pwr_3998 |  | 13.8683 | 13.8683 | 13.8683
6 | 16 | 14 | 3999 | Yes |  | Pwr_3999 |  | 13.8683 | 13.8683 | 13.8683
6 | 16 | 15 | 4000 | Yes |  | Pwr_4000 |  | 13.8683 | 13.8683 | 13.8683
6 | 16 | 16 | 4001 | Yes |  | Pwr_4001 |  | 13.8683 | 13.8683 | 13.8683
6 | 16 | 17 | 4002 | Yes |  | Pwr_4002 |  | 13.8683 | 13.8683 | 13.8683
6 | 16 | 18 | 4003 | Yes |  | Pwr_4003 |  | 13.8683 | 13.8683 | 13.8683
6 | 16 | 19 | 4004 | Yes |  | Pwr_4004 |  | 13.8683 | 13.8683 | 13.8683
6 | 16 | 20 | 4005 | Yes |  | Pwr_4005 |  | 13.8683 | 13.8683 | 13.8683
6 | 16 | 21 | 4006 | Yes |  | Pwr_4006 |  | 13.8683 | 13.8683 | 13.8683
6 | 16 | 22 | 4007 | Yes |  | Pwr_4007 |  | 13.8683 | 13.8683 | 13.8683
6 | 16 | 23 | 4008 | Yes |  | Pwr_4008 |  | 13.8683 | 13.8683 | 13.8683
6 | 17 | 0 | 4009 | Yes |  | Pwr_4009 |  | 13.8683 | 13.8683 | 13.8683
6 | 17 | 1 | 4010 | Yes |  | Pwr_4010 |  | 13.8683 | 13.8683 | 13.8683
6 | 17 | 2 | 4011 | Yes |  | Pwr_4011 |  | 13.8683 | 13.8683 | 13.8683
6 | 17 | 3 | 4012 | Yes |  | Pwr_4012 |  | 13.8683 | 13.8683 | 13.8683
6 | 17 | 4 | 4013 | Yes |  | Pwr_4013 |  | 13.8683 | 13.8683 | 13.8683
6 | 17 | 5 | 4014 | Yes |  | Pwr_4014 |  | 13.8683 | 13.8683 | 13.8683
6 | 17 | 6 | 4015 | Yes |  | Pwr_4015 |  | 13.8683 | 13.8683 | 13.8683
6 | 17 | 7 | 4016 | Yes |  | Pwr_4016 |  | 13.8683 | 13.8683 | 13.8683
6 | 17 | 8 | 4017 | Yes |  | Pwr_4017 |  | 13.8683 | 13.8683 | 13.8683
6 | 17 | 9 | 4018 | Yes |  | Pwr_4018 |  | 13.8683 | 13.8683 | 13.8683
6 | 17 | 10 | 4019 | Yes |  | Pwr_4019 |  | 13.8683 | 13.8683 | 13.8683
6 | 17 | 11 | 4020 | Yes |  | Pwr_4020 |  | 13.8683 | 13.8683 | 13.8683
6 | 17 | 12 | 4021 | Yes |  | Pwr_4021 |  | 13.8683 | 13.8683 | 13.8683
6 | 17 | 13 | 4022 | Yes |  | Pwr_4022 |  | 13.8683 | 13.8683 | 13.8683
6 | 17 | 14 | 4023 | Yes |  | Pwr_4023 |  | 13.8683 | 13.8683 | 13.8683
6 | 17 | 15 | 4024 | Yes |  | Pwr_4024 |  | 13.8683 | 13.8683 | 13.8683
6 | 17 | 16 | 4025 | Yes |  | Pwr_4025 |  | 13.8683 | 13.8683 | 13.8683
6 | 17 | 17 | 4026 | Yes |  | Pwr_4026 |  | 13.8683 | 13.8683 | 13.8683
6 | 17 | 18 | 4027 | Yes |  | Pwr_4027 |  | 13.8683 | 13.8683 | 13.8683
6 | 17 | 19 | 4028 | Yes |  | Pwr_4028 |  | 13.8683 | 13.8683 | 13.8683
6 | 17 | 20 | 4029 | Yes |  | Pwr_4029 |  | 13.8683 | 13.8683 | 13.8683
6 | 17 | 21 | 4030 | Yes |  | Pwr_4030 |  | 13.8683 | 13.8683 | 13.8683
6 | 17 | 22 | 4031 | Yes |  | Pwr_4031 |  | 13.8683 | 13.8683 | 13.8683
6 | 17 | 23 | 4032 | Yes |  | Pwr_4032 |  | 13.8683 | 13.8683 | 13.8683
6 | 18 | 0 | 4033 | Yes |  | Pwr_4033 |  | 13.8683 | 13.8683 | 13.8683
6 | 18 | 1 | 4034 | Yes |  | Pwr_4034 |  | 13.8683 | 13.8683 | 13.8683
6 | 18 | 2 | 4035 | Yes |  | Pwr_4035 |  | 13.8683 | 13.8683 | 13.8683
6 | 18 | 3 | 4036 | Yes |  | Pwr_4036 |  | 13.8683 | 13.8683 | 13.8683
6 | 18 | 4 | 4037 | Yes |  | Pwr_4037 |  | 20.8025 | 20.8025 | 20.8025
6 | 18 | 5 | 4038 | Yes |  | Pwr_4038 |  | 31.2038 | 31.2038 | 31.2038
6 | 18 | 6 | 4039 | Yes |  | Pwr_4039 |  | 40.2182 | 40.2182 | 40.2182
6 | 18 | 7 | 4040 | Yes |  | Pwr_4040 |  | 48.5392 | 48.5392 | 48.5392
6 | 18 | 8 | 4041 | Yes |  | Pwr_4041 |  | 58.9405 | 58.9405 | 58.9405
6 | 18 | 9 | 4042 | Yes |  | Pwr_4042 |  | 71.422 | 71.422 | 71.422
6 | 18 | 10 | 4043 | Yes |  | Pwr_4043 |  | 68.6483 | 68.6483 | 68.6483
6 | 18 | 11 | 4044 | Yes |  | Pwr_4044 |  | 63.7944 | 63.7944 | 63.7944
6 | 18 | 12 | 4045 | Yes |  | Pwr_4045 |  | 65.8746 | 65.8746 | 65.8746
6 | 18 | 13 | 4046 | Yes |  | Pwr_4046 |  | 69.3417 | 69.3417 | 69.3417
6 | 18 | 14 | 4047 | Yes |  | Pwr_4047 |  | 70.7286 | 70.7286 | 70.7286
6 | 18 | 15 | 4048 | Yes |  | Pwr_4048 |  | 71.422 | 71.422 | 71.422
6 | 18 | 16 | 4049 | Yes |  | Pwr_4049 |  | 72.8088 | 72.8088 | 72.8088
6 | 18 | 17 | 4050 | Yes |  | Pwr_4050 |  | 58.9405 | 58.9405 | 58.9405
6 | 18 | 18 | 4051 | Yes |  | Pwr_4051 |  | 48.5392 | 48.5392 | 48.5392
6 | 18 | 19 | 4052 | Yes |  | Pwr_4052 |  | 38.1379 | 38.1379 | 38.1379
6 | 18 | 20 | 4053 | Yes |  | Pwr_4053 |  | 24.2696 | 24.2696 | 24.2696
6 | 18 | 21 | 4054 | Yes |  | Pwr_4054 |  | 13.8683 | 13.8683 | 13.8683
6 | 18 | 22 | 4055 | Yes |  | Pwr_4055 |  | 13.8683 | 13.8683 | 13.8683
6 | 18 | 23 | 4056 | Yes |  | Pwr_4056 |  | 13.8683 | 13.8683 | 13.8683
6 | 19 | 0 | 4057 | Yes |  | Pwr_4057 |  | 13.8683 | 13.8683 | 13.8683
6 | 19 | 1 | 4058 | Yes |  | Pwr_4058 |  | 13.8683 | 13.8683 | 13.8683
6 | 19 | 2 | 4059 | Yes |  | Pwr_4059 |  | 13.8683 | 13.8683 | 13.8683
6 | 19 | 3 | 4060 | Yes |  | Pwr_4060 |  | 13.8683 | 13.8683 | 13.8683
6 | 19 | 4 | 4061 | Yes |  | Pwr_4061 |  | 20.8025 | 20.8025 | 20.8025
6 | 19 | 5 | 4062 | Yes |  | Pwr_4062 |  | 31.2038 | 31.2038 | 31.2038
6 | 19 | 6 | 4063 | Yes |  | Pwr_4063 |  | 40.2182 | 40.2182 | 40.2182
6 | 19 | 7 | 4064 | Yes |  | Pwr_4064 |  | 48.5392 | 48.5392 | 48.5392
6 | 19 | 8 | 4065 | Yes |  | Pwr_4065 |  | 58.9405 | 58.9405 | 58.9405
6 | 19 | 9 | 4066 | Yes |  | Pwr_4066 |  | 71.422 | 71.422 | 71.422
6 | 19 | 10 | 4067 | Yes |  | Pwr_4067 |  | 68.6483 | 68.6483 | 68.6483
6 | 19 | 11 | 4068 | Yes |  | Pwr_4068 |  | 63.7944 | 63.7944 | 63.7944
6 | 19 | 12 | 4069 | Yes |  | Pwr_4069 |  | 65.8746 | 65.8746 | 65.8746
6 | 19 | 13 | 4070 | Yes |  | Pwr_4070 |  | 69.3417 | 69.3417 | 69.3417
6 | 19 | 14 | 4071 | Yes |  | Pwr_4071 |  | 70.7286 | 70.7286 | 70.7286
6 | 19 | 15 | 4072 | Yes |  | Pwr_4072 |  | 71.422 | 71.422 | 71.422
6 | 19 | 16 | 4073 | Yes |  | Pwr_4073 |  | 72.8088 | 72.8088 | 72.8088
6 | 19 | 17 | 4074 | Yes |  | Pwr_4074 |  | 58.9405 | 58.9405 | 58.9405
6 | 19 | 18 | 4075 | Yes |  | Pwr_4075 |  | 48.5392 | 48.5392 | 48.5392
6 | 19 | 19 | 4076 | Yes |  | Pwr_4076 |  | 38.1379 | 38.1379 | 38.1379
6 | 19 | 20 | 4077 | Yes |  | Pwr_4077 |  | 24.2696 | 24.2696 | 24.2696
6 | 19 | 21 | 4078 | Yes |  | Pwr_4078 |  | 13.8683 | 13.8683 | 13.8683
6 | 19 | 22 | 4079 | Yes |  | Pwr_4079 |  | 13.8683 | 13.8683 | 13.8683
6 | 19 | 23 | 4080 | Yes |  | Pwr_4080 |  | 13.8683 | 13.8683 | 13.8683
6 | 20 | 0 | 4081 | Yes |  | Pwr_4081 |  | 13.8683 | 13.8683 | 13.8683
6 | 20 | 1 | 4082 | Yes |  | Pwr_4082 |  | 13.8683 | 13.8683 | 13.8683
6 | 20 | 2 | 4083 | Yes |  | Pwr_4083 |  | 13.8683 | 13.8683 | 13.8683
6 | 20 | 3 | 4084 | Yes |  | Pwr_4084 |  | 13.8683 | 13.8683 | 13.8683
6 | 20 | 4 | 4085 | Yes |  | Pwr_4085 |  | 20.8025 | 20.8025 | 20.8025
6 | 20 | 5 | 4086 | Yes |  | Pwr_4086 |  | 31.2038 | 31.2038 | 31.2038
6 | 20 | 6 | 4087 | Yes |  | Pwr_4087 |  | 40.2182 | 40.2182 | 40.2182
6 | 20 | 7 | 4088 | Yes |  | Pwr_4088 |  | 48.5392 | 48.5392 | 48.5392
6 | 20 | 8 | 4089 | Yes |  | Pwr_4089 |  | 58.9405 | 58.9405 | 58.9405
6 | 20 | 9 | 4090 | Yes |  | Pwr_4090 |  | 71.422 | 71.422 | 71.422
6 | 20 | 10 | 4091 | Yes |  | Pwr_4091 |  | 68.6483 | 68.6483 | 68.6483
6 | 20 | 11 | 4092 | Yes |  | Pwr_4092 |  | 63.7944 | 63.7944 | 63.7944
6 | 20 | 12 | 4093 | Yes |  | Pwr_4093 |  | 65.8746 | 65.8746 | 65.8746
6 | 20 | 13 | 4094 | Yes |  | Pwr_4094 |  | 69.3417 | 69.3417 | 69.3417
6 | 20 | 14 | 4095 | Yes |  | Pwr_4095 |  | 70.7286 | 70.7286 | 70.7286
6 | 20 | 15 | 4096 | Yes |  | Pwr_4096 |  | 71.422 | 71.422 | 71.422
6 | 20 | 16 | 4097 | Yes |  | Pwr_4097 |  | 72.8088 | 72.8088 | 72.8088
6 | 20 | 17 | 4098 | Yes |  | Pwr_4098 |  | 58.9405 | 58.9405 | 58.9405
6 | 20 | 18 | 4099 | Yes |  | Pwr_4099 |  | 48.5392 | 48.5392 | 48.5392
6 | 20 | 19 | 4100 | Yes |  | Pwr_4100 |  | 38.1379 | 38.1379 | 38.1379
6 | 20 | 20 | 4101 | Yes |  | Pwr_4101 |  | 24.2696 | 24.2696 | 24.2696
6 | 20 | 21 | 4102 | Yes |  | Pwr_4102 |  | 13.8683 | 13.8683 | 13.8683
6 | 20 | 22 | 4103 | Yes |  | Pwr_4103 |  | 13.8683 | 13.8683 | 13.8683
6 | 20 | 23 | 4104 | Yes |  | Pwr_4104 |  | 13.8683 | 13.8683 | 13.8683
6 | 21 | 0 | 4105 | Saturday |  | Pwr_4105 |  | 13.8683 | 13.8683 | 13.8683
6 | 21 | 1 | 4106 | Saturday |  | Pwr_4106 |  | 13.8683 | 13.8683 | 13.8683
6 | 21 | 2 | 4107 | Saturday |  | Pwr_4107 |  | 13.8683 | 13.8683 | 13.8683
6 | 21 | 3 | 4108 | Saturday |  | Pwr_4108 |  | 13.8683 | 13.8683 | 13.8683
6 | 21 | 4 | 4109 | Saturday |  | Pwr_4109 |  | 20.8025 | 20.8025 | 20.8025
6 | 21 | 5 | 4110 | Saturday |  | Pwr_4110 |  | 31.2038 | 31.2038 | 31.2038
6 | 21 | 6 | 4111 | Saturday |  | Pwr_4111 |  | 40.2182 | 40.2182 | 40.2182
6 | 21 | 7 | 4112 | Saturday |  | Pwr_4112 |  | 48.5392 | 48.5392 | 48.5392
6 | 21 | 8 | 4113 | Saturday |  | Pwr_4113 |  | 58.9405 | 58.9405 | 58.9405
6 | 21 | 9 | 4114 | Saturday |  | Pwr_4114 |  | 71.422 | 71.422 | 71.422
6 | 21 | 10 | 4115 | Saturday |  | Pwr_4115 |  | 68.6483 | 68.6483 | 68.6483
6 | 21 | 11 | 4116 | Saturday |  | Pwr_4116 |  | 63.7944 | 63.7944 | 63.7944
6 | 21 | 12 | 4117 | Saturday |  | Pwr_4117 |  | 65.8746 | 65.8746 | 65.8746
6 | 21 | 13 | 4118 | Saturday |  | Pwr_4118 |  | 69.3417 | 69.3417 | 69.3417
6 | 21 | 14 | 4119 | Saturday |  | Pwr_4119 |  | 70.7286 | 70.7286 | 70.7286
6 | 21 | 15 | 4120 | Saturday |  | Pwr_4120 |  | 71.422 | 71.422 | 71.422
6 | 21 | 16 | 4121 | Saturday |  | Pwr_4121 |  | 72.8088 | 72.8088 | 72.8088
6 | 21 | 17 | 4122 | Saturday |  | Pwr_4122 |  | 58.9405 | 58.9405 | 58.9405
6 | 21 | 18 | 4123 | Saturday |  | Pwr_4123 |  | 48.5392 | 48.5392 | 48.5392
6 | 21 | 19 | 4124 | Saturday |  | Pwr_4124 |  | 38.1379 | 38.1379 | 38.1379
6 | 21 | 20 | 4125 | Saturday |  | Pwr_4125 |  | 24.2696 | 24.2696 | 24.2696
6 | 21 | 21 | 4126 | Saturday |  | Pwr_4126 |  | 13.8683 | 13.8683 | 13.8683
6 | 21 | 22 | 4127 | Saturday |  | Pwr_4127 |  | 13.8683 | 13.8683 | 13.8683
6 | 21 | 23 | 4128 | Saturday |  | Pwr_4128 |  | 13.8683 | 13.8683 | 13.8683
6 | 22 | 0 | 4129 | Sunday |  | Pwr_4129 |  | 13.8683 | 13.8683 | 13.8683
6 | 22 | 1 | 4130 | Sunday |  | Pwr_4130 |  | 13.8683 | 13.8683 | 13.8683
6 | 22 | 2 | 4131 | Sunday |  | Pwr_4131 |  | 13.8683 | 13.8683 | 13.8683
6 | 22 | 3 | 4132 | Sunday |  | Pwr_4132 |  | 13.8683 | 13.8683 | 13.8683
6 | 22 | 4 | 4133 | Sunday |  | Pwr_4133 |  | 20.8025 | 20.8025 | 20.8025
6 | 22 | 5 | 4134 | Sunday |  | Pwr_4134 |  | 31.2038 | 31.2038 | 31.2038
6 | 22 | 6 | 4135 | Sunday |  | Pwr_4135 |  | 40.2182 | 40.2182 | 40.2182
6 | 22 | 7 | 4136 | Sunday |  | Pwr_4136 |  | 48.5392 | 48.5392 | 48.5392
6 | 22 | 8 | 4137 | Sunday |  | Pwr_4137 |  | 58.9405 | 58.9405 | 58.9405
6 | 22 | 9 | 4138 | Sunday |  | Pwr_4138 |  | 71.422 | 71.422 | 71.422
6 | 22 | 10 | 4139 | Sunday |  | Pwr_4139 |  | 68.6483 | 68.6483 | 68.6483
6 | 22 | 11 | 4140 | Sunday |  | Pwr_4140 |  | 63.7944 | 63.7944 | 63.7944
6 | 22 | 12 | 4141 | Sunday |  | Pwr_4141 |  | 65.8746 | 65.8746 | 65.8746
6 | 22 | 13 | 4142 | Sunday |  | Pwr_4142 |  | 69.3417 | 69.3417 | 69.3417
6 | 22 | 14 | 4143 | Sunday |  | Pwr_4143 |  | 70.7286 | 70.7286 | 70.7286
6 | 22 | 15 | 4144 | Sunday |  | Pwr_4144 |  | 71.422 | 71.422 | 71.422
6 | 22 | 16 | 4145 | Sunday |  | Pwr_4145 |  | 72.8088 | 72.8088 | 72.8088
6 | 22 | 17 | 4146 | Sunday |  | Pwr_4146 |  | 58.9405 | 58.9405 | 58.9405
6 | 22 | 18 | 4147 | Sunday |  | Pwr_4147 |  | 48.5392 | 48.5392 | 48.5392
6 | 22 | 19 | 4148 | Sunday |  | Pwr_4148 |  | 38.1379 | 38.1379 | 38.1379
6 | 22 | 20 | 4149 | Sunday |  | Pwr_4149 |  | 24.2696 | 24.2696 | 24.2696
6 | 22 | 21 | 4150 | Sunday |  | Pwr_4150 |  | 13.8683 | 13.8683 | 13.8683
6 | 22 | 22 | 4151 | Sunday |  | Pwr_4151 |  | 13.8683 | 13.8683 | 13.8683
6 | 22 | 23 | 4152 | Sunday |  | Pwr_4152 |  | 13.8683 | 13.8683 | 13.8683
6 | 23 | 0 | 4153 | Yes |  | Pwr_4153 |  | 13.8683 | 13.8683 | 13.8683
6 | 23 | 1 | 4154 | Yes |  | Pwr_4154 |  | 13.8683 | 13.8683 | 13.8683
6 | 23 | 2 | 4155 | Yes |  | Pwr_4155 |  | 13.8683 | 13.8683 | 13.8683
6 | 23 | 3 | 4156 | Yes |  | Pwr_4156 |  | 13.8683 | 13.8683 | 13.8683
6 | 23 | 4 | 4157 | Yes |  | Pwr_4157 |  | 13.8683 | 13.8683 | 13.8683
6 | 23 | 5 | 4158 | Yes |  | Pwr_4158 |  | 13.8683 | 13.8683 | 13.8683
6 | 23 | 6 | 4159 | Yes |  | Pwr_4159 |  | 13.8683 | 13.8683 | 13.8683
6 | 23 | 7 | 4160 | Yes |  | Pwr_4160 |  | 13.8683 | 13.8683 | 13.8683
6 | 23 | 8 | 4161 | Yes |  | Pwr_4161 |  | 13.8683 | 13.8683 | 13.8683
6 | 23 | 9 | 4162 | Yes |  | Pwr_4162 |  | 13.8683 | 13.8683 | 13.8683
6 | 23 | 10 | 4163 | Yes |  | Pwr_4163 |  | 13.8683 | 13.8683 | 13.8683
6 | 23 | 11 | 4164 | Yes |  | Pwr_4164 |  | 13.8683 | 13.8683 | 13.8683
6 | 23 | 12 | 4165 | Yes |  | Pwr_4165 |  | 13.8683 | 13.8683 | 13.8683
6 | 23 | 13 | 4166 | Yes |  | Pwr_4166 |  | 13.8683 | 13.8683 | 13.8683
6 | 23 | 14 | 4167 | Yes |  | Pwr_4167 |  | 13.8683 | 13.8683 | 13.8683
6 | 23 | 15 | 4168 | Yes |  | Pwr_4168 |  | 13.8683 | 13.8683 | 13.8683
6 | 23 | 16 | 4169 | Yes |  | Pwr_4169 |  | 13.8683 | 13.8683 | 13.8683
6 | 23 | 17 | 4170 | Yes |  | Pwr_4170 |  | 13.8683 | 13.8683 | 13.8683
6 | 23 | 18 | 4171 | Yes |  | Pwr_4171 |  | 13.8683 | 13.8683 | 13.8683
6 | 23 | 19 | 4172 | Yes |  | Pwr_4172 |  | 13.8683 | 13.8683 | 13.8683
6 | 23 | 20 | 4173 | Yes |  | Pwr_4173 |  | 13.8683 | 13.8683 | 13.8683
6 | 23 | 21 | 4174 | Yes |  | Pwr_4174 |  | 13.8683 | 13.8683 | 13.8683
6 | 23 | 22 | 4175 | Yes |  | Pwr_4175 |  | 13.8683 | 13.8683 | 13.8683
6 | 23 | 23 | 4176 | Yes |  | Pwr_4176 |  | 13.8683 | 13.8683 | 13.8683
6 | 24 | 0 | 4177 | Yes |  | Pwr_4177 |  | 13.8683 | 13.8683 | 13.8683
6 | 24 | 1 | 4178 | Yes |  | Pwr_4178 |  | 13.8683 | 13.8683 | 13.8683
6 | 24 | 2 | 4179 | Yes |  | Pwr_4179 |  | 13.8683 | 13.8683 | 13.8683
6 | 24 | 3 | 4180 | Yes |  | Pwr_4180 |  | 13.8683 | 13.8683 | 13.8683
6 | 24 | 4 | 4181 | Yes |  | Pwr_4181 |  | 13.8683 | 13.8683 | 13.8683
6 | 24 | 5 | 4182 | Yes |  | Pwr_4182 |  | 13.8683 | 13.8683 | 13.8683
6 | 24 | 6 | 4183 | Yes |  | Pwr_4183 |  | 13.8683 | 13.8683 | 13.8683
6 | 24 | 7 | 4184 | Yes |  | Pwr_4184 |  | 13.8683 | 13.8683 | 13.8683
6 | 24 | 8 | 4185 | Yes |  | Pwr_4185 |  | 13.8683 | 13.8683 | 13.8683
6 | 24 | 9 | 4186 | Yes |  | Pwr_4186 |  | 13.8683 | 13.8683 | 13.8683
6 | 24 | 10 | 4187 | Yes |  | Pwr_4187 |  | 13.8683 | 13.8683 | 13.8683
6 | 24 | 11 | 4188 | Yes |  | Pwr_4188 |  | 13.8683 | 13.8683 | 13.8683
6 | 24 | 12 | 4189 | Yes |  | Pwr_4189 |  | 13.8683 | 13.8683 | 13.8683
6 | 24 | 13 | 4190 | Yes |  | Pwr_4190 |  | 13.8683 | 13.8683 | 13.8683
6 | 24 | 14 | 4191 | Yes |  | Pwr_4191 |  | 13.8683 | 13.8683 | 13.8683
6 | 24 | 15 | 4192 | Yes |  | Pwr_4192 |  | 13.8683 | 13.8683 | 13.8683
6 | 24 | 16 | 4193 | Yes |  | Pwr_4193 |  | 13.8683 | 13.8683 | 13.8683
6 | 24 | 17 | 4194 | Yes |  | Pwr_4194 |  | 13.8683 | 13.8683 | 13.8683
6 | 24 | 18 | 4195 | Yes |  | Pwr_4195 |  | 13.8683 | 13.8683 | 13.8683
6 | 24 | 19 | 4196 | Yes |  | Pwr_4196 |  | 13.8683 | 13.8683 | 13.8683
6 | 24 | 20 | 4197 | Yes |  | Pwr_4197 |  | 13.8683 | 13.8683 | 13.8683
6 | 24 | 21 | 4198 | Yes |  | Pwr_4198 |  | 13.8683 | 13.8683 | 13.8683
6 | 24 | 22 | 4199 | Yes |  | Pwr_4199 |  | 13.8683 | 13.8683 | 13.8683
6 | 24 | 23 | 4200 | Yes |  | Pwr_4200 |  | 13.8683 | 13.8683 | 13.8683
6 | 25 | 0 | 4201 | Yes |  | Pwr_4201 |  | 13.8683 | 13.8683 | 13.8683
6 | 25 | 1 | 4202 | Yes |  | Pwr_4202 |  | 13.8683 | 13.8683 | 13.8683
6 | 25 | 2 | 4203 | Yes |  | Pwr_4203 |  | 13.8683 | 13.8683 | 13.8683
6 | 25 | 3 | 4204 | Yes |  | Pwr_4204 |  | 13.8683 | 13.8683 | 13.8683
6 | 25 | 4 | 4205 | Yes |  | Pwr_4205 |  | 20.8025 | 20.8025 | 20.8025
6 | 25 | 5 | 4206 | Yes |  | Pwr_4206 |  | 31.2038 | 31.2038 | 31.2038
6 | 25 | 6 | 4207 | Yes |  | Pwr_4207 |  | 40.2182 | 40.2182 | 40.2182
6 | 25 | 7 | 4208 | Yes |  | Pwr_4208 |  | 48.5392 | 48.5392 | 48.5392
6 | 25 | 8 | 4209 | Yes |  | Pwr_4209 |  | 58.9405 | 58.9405 | 58.9405
6 | 25 | 9 | 4210 | Yes |  | Pwr_4210 |  | 71.422 | 71.422 | 71.422
6 | 25 | 10 | 4211 | Yes |  | Pwr_4211 |  | 68.6483 | 68.6483 | 68.6483
6 | 25 | 11 | 4212 | Yes |  | Pwr_4212 |  | 63.7944 | 63.7944 | 63.7944
6 | 25 | 12 | 4213 | Yes |  | Pwr_4213 |  | 65.8746 | 65.8746 | 65.8746
6 | 25 | 13 | 4214 | Yes |  | Pwr_4214 |  | 69.3417 | 69.3417 | 69.3417
6 | 25 | 14 | 4215 | Yes |  | Pwr_4215 |  | 70.7286 | 70.7286 | 70.7286
6 | 25 | 15 | 4216 | Yes |  | Pwr_4216 |  | 71.422 | 71.422 | 71.422
6 | 25 | 16 | 4217 | Yes |  | Pwr_4217 |  | 72.8088 | 72.8088 | 72.8088
6 | 25 | 17 | 4218 | Yes |  | Pwr_4218 |  | 58.9405 | 58.9405 | 58.9405
6 | 25 | 18 | 4219 | Yes |  | Pwr_4219 |  | 48.5392 | 48.5392 | 48.5392
6 | 25 | 19 | 4220 | Yes |  | Pwr_4220 |  | 38.1379 | 38.1379 | 38.1379
6 | 25 | 20 | 4221 | Yes |  | Pwr_4221 |  | 24.2696 | 24.2696 | 24.2696
6 | 25 | 21 | 4222 | Yes |  | Pwr_4222 |  | 13.8683 | 13.8683 | 13.8683
6 | 25 | 22 | 4223 | Yes |  | Pwr_4223 |  | 13.8683 | 13.8683 | 13.8683
6 | 25 | 23 | 4224 | Yes |  | Pwr_4224 |  | 13.8683 | 13.8683 | 13.8683
6 | 26 | 0 | 4225 | Yes |  | Pwr_4225 |  | 13.8683 | 13.8683 | 13.8683
6 | 26 | 1 | 4226 | Yes |  | Pwr_4226 |  | 13.8683 | 13.8683 | 13.8683
6 | 26 | 2 | 4227 | Yes |  | Pwr_4227 |  | 13.8683 | 13.8683 | 13.8683
6 | 26 | 3 | 4228 | Yes |  | Pwr_4228 |  | 13.8683 | 13.8683 | 13.8683
6 | 26 | 4 | 4229 | Yes |  | Pwr_4229 |  | 20.8025 | 20.8025 | 20.8025
6 | 26 | 5 | 4230 | Yes |  | Pwr_4230 |  | 31.2038 | 31.2038 | 31.2038
6 | 26 | 6 | 4231 | Yes |  | Pwr_4231 |  | 40.2182 | 40.2182 | 40.2182
6 | 26 | 7 | 4232 | Yes |  | Pwr_4232 |  | 48.5392 | 48.5392 | 48.5392
6 | 26 | 8 | 4233 | Yes |  | Pwr_4233 |  | 58.9405 | 58.9405 | 58.9405
6 | 26 | 9 | 4234 | Yes |  | Pwr_4234 |  | 71.422 | 71.422 | 71.422
6 | 26 | 10 | 4235 | Yes |  | Pwr_4235 |  | 68.6483 | 68.6483 | 68.6483
6 | 26 | 11 | 4236 | Yes |  | Pwr_4236 |  | 63.7944 | 63.7944 | 63.7944
6 | 26 | 12 | 4237 | Yes |  | Pwr_4237 |  | 65.8746 | 65.8746 | 65.8746
6 | 26 | 13 | 4238 | Yes |  | Pwr_4238 |  | 69.3417 | 69.3417 | 69.3417
6 | 26 | 14 | 4239 | Yes |  | Pwr_4239 |  | 70.7286 | 70.7286 | 70.7286
6 | 26 | 15 | 4240 | Yes |  | Pwr_4240 |  | 71.422 | 71.422 | 71.422
6 | 26 | 16 | 4241 | Yes |  | Pwr_4241 |  | 72.8088 | 72.8088 | 72.8088
6 | 26 | 17 | 4242 | Yes |  | Pwr_4242 |  | 58.9405 | 58.9405 | 58.9405
6 | 26 | 18 | 4243 | Yes |  | Pwr_4243 |  | 48.5392 | 48.5392 | 48.5392
6 | 26 | 19 | 4244 | Yes |  | Pwr_4244 |  | 38.1379 | 38.1379 | 38.1379
6 | 26 | 20 | 4245 | Yes |  | Pwr_4245 |  | 24.2696 | 24.2696 | 24.2696
6 | 26 | 21 | 4246 | Yes |  | Pwr_4246 |  | 13.8683 | 13.8683 | 13.8683
6 | 26 | 22 | 4247 | Yes |  | Pwr_4247 |  | 13.8683 | 13.8683 | 13.8683
6 | 26 | 23 | 4248 | Yes |  | Pwr_4248 |  | 13.8683 | 13.8683 | 13.8683
6 | 27 | 0 | 4249 | Yes |  | Pwr_4249 |  | 13.8683 | 13.8683 | 13.8683
6 | 27 | 1 | 4250 | Yes |  | Pwr_4250 |  | 13.8683 | 13.8683 | 13.8683
6 | 27 | 2 | 4251 | Yes |  | Pwr_4251 |  | 13.8683 | 13.8683 | 13.8683
6 | 27 | 3 | 4252 | Yes |  | Pwr_4252 |  | 13.8683 | 13.8683 | 13.8683
6 | 27 | 4 | 4253 | Yes |  | Pwr_4253 |  | 20.8025 | 20.8025 | 20.8025
6 | 27 | 5 | 4254 | Yes |  | Pwr_4254 |  | 31.2038 | 31.2038 | 31.2038
6 | 27 | 6 | 4255 | Yes |  | Pwr_4255 |  | 40.2182 | 40.2182 | 40.2182
6 | 27 | 7 | 4256 | Yes |  | Pwr_4256 |  | 48.5392 | 48.5392 | 48.5392
6 | 27 | 8 | 4257 | Yes |  | Pwr_4257 |  | 58.9405 | 58.9405 | 58.9405
6 | 27 | 9 | 4258 | Yes |  | Pwr_4258 |  | 71.422 | 71.422 | 71.422
6 | 27 | 10 | 4259 | Yes |  | Pwr_4259 |  | 68.6483 | 68.6483 | 68.6483
6 | 27 | 11 | 4260 | Yes |  | Pwr_4260 |  | 63.7944 | 63.7944 | 63.7944
6 | 27 | 12 | 4261 | Yes |  | Pwr_4261 |  | 65.8746 | 65.8746 | 65.8746
6 | 27 | 13 | 4262 | Yes |  | Pwr_4262 |  | 69.3417 | 69.3417 | 69.3417
6 | 27 | 14 | 4263 | Yes |  | Pwr_4263 |  | 70.7286 | 70.7286 | 70.7286
6 | 27 | 15 | 4264 | Yes |  | Pwr_4264 |  | 71.422 | 71.422 | 71.422
6 | 27 | 16 | 4265 | Yes |  | Pwr_4265 |  | 72.8088 | 72.8088 | 72.8088
6 | 27 | 17 | 4266 | Yes |  | Pwr_4266 |  | 58.9405 | 58.9405 | 58.9405
6 | 27 | 18 | 4267 | Yes |  | Pwr_4267 |  | 48.5392 | 48.5392 | 48.5392
6 | 27 | 19 | 4268 | Yes |  | Pwr_4268 |  | 38.1379 | 38.1379 | 38.1379
6 | 27 | 20 | 4269 | Yes |  | Pwr_4269 |  | 24.2696 | 24.2696 | 24.2696
6 | 27 | 21 | 4270 | Yes |  | Pwr_4270 |  | 13.8683 | 13.8683 | 13.8683
6 | 27 | 22 | 4271 | Yes |  | Pwr_4271 |  | 13.8683 | 13.8683 | 13.8683
6 | 27 | 23 | 4272 | Yes |  | Pwr_4272 |  | 13.8683 | 13.8683 | 13.8683
6 | 28 | 0 | 4273 | Saturday |  | Pwr_4273 |  | 13.8683 | 13.8683 | 13.8683
6 | 28 | 1 | 4274 | Saturday |  | Pwr_4274 |  | 13.8683 | 13.8683 | 13.8683
6 | 28 | 2 | 4275 | Saturday |  | Pwr_4275 |  | 13.8683 | 13.8683 | 13.8683
6 | 28 | 3 | 4276 | Saturday |  | Pwr_4276 |  | 13.8683 | 13.8683 | 13.8683
6 | 28 | 4 | 4277 | Saturday |  | Pwr_4277 |  | 20.8025 | 20.8025 | 20.8025
6 | 28 | 5 | 4278 | Saturday |  | Pwr_4278 |  | 31.2038 | 31.2038 | 31.2038
6 | 28 | 6 | 4279 | Saturday |  | Pwr_4279 |  | 40.2182 | 40.2182 | 40.2182
6 | 28 | 7 | 4280 | Saturday |  | Pwr_4280 |  | 48.5392 | 48.5392 | 48.5392
6 | 28 | 8 | 4281 | Saturday |  | Pwr_4281 |  | 58.9405 | 58.9405 | 58.9405
6 | 28 | 9 | 4282 | Saturday |  | Pwr_4282 |  | 71.422 | 71.422 | 71.422
6 | 28 | 10 | 4283 | Saturday |  | Pwr_4283 |  | 68.6483 | 68.6483 | 68.6483
6 | 28 | 11 | 4284 | Saturday |  | Pwr_4284 |  | 63.7944 | 63.7944 | 63.7944
6 | 28 | 12 | 4285 | Saturday |  | Pwr_4285 |  | 65.8746 | 65.8746 | 65.8746
6 | 28 | 13 | 4286 | Saturday |  | Pwr_4286 |  | 69.3417 | 69.3417 | 69.3417
6 | 28 | 14 | 4287 | Saturday |  | Pwr_4287 |  | 70.7286 | 70.7286 | 70.7286
6 | 28 | 15 | 4288 | Saturday |  | Pwr_4288 |  | 71.422 | 71.422 | 71.422
6 | 28 | 16 | 4289 | Saturday |  | Pwr_4289 |  | 72.8088 | 72.8088 | 72.8088
6 | 28 | 17 | 4290 | Saturday |  | Pwr_4290 |  | 58.9405 | 58.9405 | 58.9405
6 | 28 | 18 | 4291 | Saturday |  | Pwr_4291 |  | 48.5392 | 48.5392 | 48.5392
6 | 28 | 19 | 4292 | Saturday |  | Pwr_4292 |  | 38.1379 | 38.1379 | 38.1379
6 | 28 | 20 | 4293 | Saturday |  | Pwr_4293 |  | 24.2696 | 24.2696 | 24.2696
6 | 28 | 21 | 4294 | Saturday |  | Pwr_4294 |  | 13.8683 | 13.8683 | 13.8683
6 | 28 | 22 | 4295 | Saturday |  | Pwr_4295 |  | 13.8683 | 13.8683 | 13.8683
6 | 28 | 23 | 4296 | Saturday |  | Pwr_4296 |  | 13.8683 | 13.8683 | 13.8683
6 | 29 | 0 | 4297 | Sunday |  | Pwr_4297 |  | 13.8683 | 13.8683 | 13.8683
6 | 29 | 1 | 4298 | Sunday |  | Pwr_4298 |  | 13.8683 | 13.8683 | 13.8683
6 | 29 | 2 | 4299 | Sunday |  | Pwr_4299 |  | 13.8683 | 13.8683 | 13.8683
6 | 29 | 3 | 4300 | Sunday |  | Pwr_4300 |  | 13.8683 | 13.8683 | 13.8683
6 | 29 | 4 | 4301 | Sunday |  | Pwr_4301 |  | 20.8025 | 20.8025 | 20.8025
6 | 29 | 5 | 4302 | Sunday |  | Pwr_4302 |  | 31.2038 | 31.2038 | 31.2038
6 | 29 | 6 | 4303 | Sunday |  | Pwr_4303 |  | 40.2182 | 40.2182 | 40.2182
6 | 29 | 7 | 4304 | Sunday |  | Pwr_4304 |  | 48.5392 | 48.5392 | 48.5392
6 | 29 | 8 | 4305 | Sunday |  | Pwr_4305 |  | 58.9405 | 58.9405 | 58.9405
6 | 29 | 9 | 4306 | Sunday |  | Pwr_4306 |  | 71.422 | 71.422 | 71.422
6 | 29 | 10 | 4307 | Sunday |  | Pwr_4307 |  | 68.6483 | 68.6483 | 68.6483
6 | 29 | 11 | 4308 | Sunday |  | Pwr_4308 |  | 63.7944 | 63.7944 | 63.7944
6 | 29 | 12 | 4309 | Sunday |  | Pwr_4309 |  | 65.8746 | 65.8746 | 65.8746
6 | 29 | 13 | 4310 | Sunday |  | Pwr_4310 |  | 69.3417 | 69.3417 | 69.3417
6 | 29 | 14 | 4311 | Sunday |  | Pwr_4311 |  | 70.7286 | 70.7286 | 70.7286
6 | 29 | 15 | 4312 | Sunday |  | Pwr_4312 |  | 71.422 | 71.422 | 71.422
6 | 29 | 16 | 4313 | Sunday |  | Pwr_4313 |  | 72.8088 | 72.8088 | 72.8088
6 | 29 | 17 | 4314 | Sunday |  | Pwr_4314 |  | 58.9405 | 58.9405 | 58.9405
6 | 29 | 18 | 4315 | Sunday |  | Pwr_4315 |  | 48.5392 | 48.5392 | 48.5392
6 | 29 | 19 | 4316 | Sunday |  | Pwr_4316 |  | 38.1379 | 38.1379 | 38.1379
6 | 29 | 20 | 4317 | Sunday |  | Pwr_4317 |  | 24.2696 | 24.2696 | 24.2696
6 | 29 | 21 | 4318 | Sunday |  | Pwr_4318 |  | 13.8683 | 13.8683 | 13.8683
6 | 29 | 22 | 4319 | Sunday |  | Pwr_4319 |  | 13.8683 | 13.8683 | 13.8683
6 | 29 | 23 | 4320 | Sunday |  | Pwr_4320 |  | 13.8683 | 13.8683 | 13.8683
6 | 30 | 0 | 4321 | Yes |  | Pwr_4321 |  | 13.8683 | 13.8683 | 13.8683
6 | 30 | 1 | 4322 | Yes |  | Pwr_4322 |  | 13.8683 | 13.8683 | 13.8683
6 | 30 | 2 | 4323 | Yes |  | Pwr_4323 |  | 13.8683 | 13.8683 | 13.8683
6 | 30 | 3 | 4324 | Yes |  | Pwr_4324 |  | 13.8683 | 13.8683 | 13.8683
6 | 30 | 4 | 4325 | Yes |  | Pwr_4325 |  | 13.8683 | 13.8683 | 13.8683
6 | 30 | 5 | 4326 | Yes |  | Pwr_4326 |  | 13.8683 | 13.8683 | 13.8683
6 | 30 | 6 | 4327 | Yes |  | Pwr_4327 |  | 13.8683 | 13.8683 | 13.8683
6 | 30 | 7 | 4328 | Yes |  | Pwr_4328 |  | 13.8683 | 13.8683 | 13.8683
6 | 30 | 8 | 4329 | Yes |  | Pwr_4329 |  | 13.8683 | 13.8683 | 13.8683
6 | 30 | 9 | 4330 | Yes |  | Pwr_4330 |  | 13.8683 | 13.8683 | 13.8683
6 | 30 | 10 | 4331 | Yes |  | Pwr_4331 |  | 13.8683 | 13.8683 | 13.8683
6 | 30 | 11 | 4332 | Yes |  | Pwr_4332 |  | 13.8683 | 13.8683 | 13.8683
6 | 30 | 12 | 4333 | Yes |  | Pwr_4333 |  | 13.8683 | 13.8683 | 13.8683
6 | 30 | 13 | 4334 | Yes |  | Pwr_4334 |  | 13.8683 | 13.8683 | 13.8683
6 | 30 | 14 | 4335 | Yes |  | Pwr_4335 |  | 13.8683 | 13.8683 | 13.8683
6 | 30 | 15 | 4336 | Yes |  | Pwr_4336 |  | 13.8683 | 13.8683 | 13.8683
6 | 30 | 16 | 4337 | Yes |  | Pwr_4337 |  | 13.8683 | 13.8683 | 13.8683
6 | 30 | 17 | 4338 | Yes |  | Pwr_4338 |  | 13.8683 | 13.8683 | 13.8683
6 | 30 | 18 | 4339 | Yes |  | Pwr_4339 |  | 13.8683 | 13.8683 | 13.8683
6 | 30 | 19 | 4340 | Yes |  | Pwr_4340 |  | 13.8683 | 13.8683 | 13.8683
6 | 30 | 20 | 4341 | Yes |  | Pwr_4341 |  | 13.8683 | 13.8683 | 13.8683
6 | 30 | 21 | 4342 | Yes |  | Pwr_4342 |  | 13.8683 | 13.8683 | 13.8683
6 | 30 | 22 | 4343 | Yes |  | Pwr_4343 |  | 13.8683 | 13.8683 | 13.8683
6 | 30 | 23 | 4344 | Yes |  | Pwr_4344 |  | 13.8683 | 13.8683 | 13.8683
7 | 1 | 0 | 4345 | Sunday |  | Pwr_4345 |  | 13.8683 | 13.8683 | 13.8683
7 | 1 | 1 | 4346 | Sunday |  | Pwr_4346 |  | 13.8683 | 13.8683 | 13.8683
7 | 1 | 2 | 4347 | Sunday |  | Pwr_4347 |  | 13.8683 | 13.8683 | 13.8683
7 | 1 | 3 | 4348 | Sunday |  | Pwr_4348 |  | 13.8683 | 13.8683 | 13.8683
7 | 1 | 4 | 4349 | Sunday |  | Pwr_4349 |  | 13.8683 | 13.8683 | 13.8683
7 | 1 | 5 | 4350 | Sunday |  | Pwr_4350 |  | 13.8683 | 13.8683 | 13.8683
7 | 1 | 6 | 4351 | Sunday |  | Pwr_4351 |  | 13.8683 | 13.8683 | 13.8683
7 | 1 | 7 | 4352 | Sunday |  | Pwr_4352 |  | 13.8683 | 13.8683 | 13.8683
7 | 1 | 8 | 4353 | Sunday |  | Pwr_4353 |  | 13.8683 | 13.8683 | 13.8683
7 | 1 | 9 | 4354 | Sunday |  | Pwr_4354 |  | 13.8683 | 13.8683 | 13.8683
7 | 1 | 10 | 4355 | Sunday |  | Pwr_4355 |  | 13.8683 | 13.8683 | 13.8683
7 | 1 | 11 | 4356 | Sunday |  | Pwr_4356 |  | 13.8683 | 13.8683 | 13.8683
7 | 1 | 12 | 4357 | Sunday |  | Pwr_4357 |  | 13.8683 | 13.8683 | 13.8683
7 | 1 | 13 | 4358 | Sunday |  | Pwr_4358 |  | 13.8683 | 13.8683 | 13.8683
7 | 1 | 14 | 4359 | Sunday |  | Pwr_4359 |  | 13.8683 | 13.8683 | 13.8683
7 | 1 | 15 | 4360 | Sunday |  | Pwr_4360 |  | 13.8683 | 13.8683 | 13.8683
7 | 1 | 16 | 4361 | Sunday |  | Pwr_4361 |  | 13.8683 | 13.8683 | 13.8683
7 | 1 | 17 | 4362 | Sunday |  | Pwr_4362 |  | 13.8683 | 13.8683 | 13.8683
7 | 1 | 18 | 4363 | Sunday |  | Pwr_4363 |  | 13.8683 | 13.8683 | 13.8683
7 | 1 | 19 | 4364 | Sunday |  | Pwr_4364 |  | 13.8683 | 13.8683 | 13.8683
7 | 1 | 20 | 4365 | Sunday |  | Pwr_4365 |  | 13.8683 | 13.8683 | 13.8683
7 | 1 | 21 | 4366 | Sunday |  | Pwr_4366 |  | 13.8683 | 13.8683 | 13.8683
7 | 1 | 22 | 4367 | Sunday |  | Pwr_4367 |  | 13.8683 | 13.8683 | 13.8683
7 | 1 | 23 | 4368 | Sunday |  | Pwr_4368 |  | 13.8683 | 13.8683 | 13.8683
7 | 2 | 0 | 4369 | Yes |  | Pwr_4369 |  | 13.8683 | 13.8683 | 13.8683
7 | 2 | 1 | 4370 | Yes |  | Pwr_4370 |  | 13.8683 | 13.8683 | 13.8683
7 | 2 | 2 | 4371 | Yes |  | Pwr_4371 |  | 13.8683 | 13.8683 | 13.8683
7 | 2 | 3 | 4372 | Yes |  | Pwr_4372 |  | 13.8683 | 13.8683 | 13.8683
7 | 2 | 4 | 4373 | Yes |  | Pwr_4373 |  | 20.8025 | 20.8025 | 20.8025
7 | 2 | 5 | 4374 | Yes |  | Pwr_4374 |  | 31.2038 | 31.2038 | 31.2038
7 | 2 | 6 | 4375 | Yes |  | Pwr_4375 |  | 40.2182 | 40.2182 | 40.2182
7 | 2 | 7 | 4376 | Yes |  | Pwr_4376 |  | 48.5392 | 48.5392 | 48.5392
7 | 2 | 8 | 4377 | Yes |  | Pwr_4377 |  | 58.9405 | 58.9405 | 58.9405
7 | 2 | 9 | 4378 | Yes |  | Pwr_4378 |  | 71.422 | 71.422 | 71.422
7 | 2 | 10 | 4379 | Yes |  | Pwr_4379 |  | 68.6483 | 68.6483 | 68.6483
7 | 2 | 11 | 4380 | Yes |  | Pwr_4380 |  | 63.7944 | 63.7944 | 63.7944
7 | 2 | 12 | 4381 | Yes |  | Pwr_4381 |  | 65.8746 | 65.8746 | 65.8746
7 | 2 | 13 | 4382 | Yes |  | Pwr_4382 |  | 69.3417 | 69.3417 | 69.3417
7 | 2 | 14 | 4383 | Yes |  | Pwr_4383 |  | 70.7286 | 70.7286 | 70.7286
7 | 2 | 15 | 4384 | Yes |  | Pwr_4384 |  | 71.422 | 71.422 | 71.422
7 | 2 | 16 | 4385 | Yes |  | Pwr_4385 |  | 72.8088 | 72.8088 | 72.8088
7 | 2 | 17 | 4386 | Yes |  | Pwr_4386 |  | 58.9405 | 58.9405 | 58.9405
7 | 2 | 18 | 4387 | Yes |  | Pwr_4387 |  | 48.5392 | 48.5392 | 48.5392
7 | 2 | 19 | 4388 | Yes |  | Pwr_4388 |  | 38.1379 | 38.1379 | 38.1379
7 | 2 | 20 | 4389 | Yes |  | Pwr_4389 |  | 24.2696 | 24.2696 | 24.2696
7 | 2 | 21 | 4390 | Yes |  | Pwr_4390 |  | 13.8683 | 13.8683 | 13.8683
7 | 2 | 22 | 4391 | Yes |  | Pwr_4391 |  | 13.8683 | 13.8683 | 13.8683
7 | 2 | 23 | 4392 | Yes |  | Pwr_4392 |  | 13.8683 | 13.8683 | 13.8683
7 | 3 | 0 | 4393 | Yes |  | Pwr_4393 |  | 13.8683 | 13.8683 | 13.8683
7 | 3 | 1 | 4394 | Yes |  | Pwr_4394 |  | 13.8683 | 13.8683 | 13.8683
7 | 3 | 2 | 4395 | Yes |  | Pwr_4395 |  | 13.8683 | 13.8683 | 13.8683
7 | 3 | 3 | 4396 | Yes |  | Pwr_4396 |  | 13.8683 | 13.8683 | 13.8683
7 | 3 | 4 | 4397 | Yes |  | Pwr_4397 |  | 20.8025 | 20.8025 | 20.8025
7 | 3 | 5 | 4398 | Yes |  | Pwr_4398 |  | 31.2038 | 31.2038 | 31.2038
7 | 3 | 6 | 4399 | Yes |  | Pwr_4399 |  | 40.2182 | 40.2182 | 40.2182
7 | 3 | 7 | 4400 | Yes |  | Pwr_4400 |  | 48.5392 | 48.5392 | 48.5392
7 | 3 | 8 | 4401 | Yes |  | Pwr_4401 |  | 58.9405 | 58.9405 | 58.9405
7 | 3 | 9 | 4402 | Yes |  | Pwr_4402 |  | 71.422 | 71.422 | 71.422
7 | 3 | 10 | 4403 | Yes |  | Pwr_4403 |  | 68.6483 | 68.6483 | 68.6483
7 | 3 | 11 | 4404 | Yes |  | Pwr_4404 |  | 63.7944 | 63.7944 | 63.7944
7 | 3 | 12 | 4405 | Yes |  | Pwr_4405 |  | 65.8746 | 65.8746 | 65.8746
7 | 3 | 13 | 4406 | Yes |  | Pwr_4406 |  | 69.3417 | 69.3417 | 69.3417
7 | 3 | 14 | 4407 | Yes |  | Pwr_4407 |  | 70.7286 | 70.7286 | 70.7286
7 | 3 | 15 | 4408 | Yes |  | Pwr_4408 |  | 71.422 | 71.422 | 71.422
7 | 3 | 16 | 4409 | Yes |  | Pwr_4409 |  | 72.8088 | 72.8088 | 72.8088
7 | 3 | 17 | 4410 | Yes |  | Pwr_4410 |  | 58.9405 | 58.9405 | 58.9405
7 | 3 | 18 | 4411 | Yes |  | Pwr_4411 |  | 48.5392 | 48.5392 | 48.5392
7 | 3 | 19 | 4412 | Yes |  | Pwr_4412 |  | 38.1379 | 38.1379 | 38.1379
7 | 3 | 20 | 4413 | Yes |  | Pwr_4413 |  | 24.2696 | 24.2696 | 24.2696
7 | 3 | 21 | 4414 | Yes |  | Pwr_4414 |  | 13.8683 | 13.8683 | 13.8683
7 | 3 | 22 | 4415 | Yes |  | Pwr_4415 |  | 13.8683 | 13.8683 | 13.8683
7 | 3 | 23 | 4416 | Yes |  | Pwr_4416 |  | 13.8683 | 13.8683 | 13.8683
7 | 4 | 0 | 4417 | Yes |  | Pwr_4417 |  | 13.8683 | 13.8683 | 13.8683
7 | 4 | 1 | 4418 | Yes |  | Pwr_4418 |  | 13.8683 | 13.8683 | 13.8683
7 | 4 | 2 | 4419 | Yes |  | Pwr_4419 |  | 13.8683 | 13.8683 | 13.8683
7 | 4 | 3 | 4420 | Yes |  | Pwr_4420 |  | 13.8683 | 13.8683 | 13.8683
7 | 4 | 4 | 4421 | Yes |  | Pwr_4421 |  | 20.8025 | 20.8025 | 20.8025
7 | 4 | 5 | 4422 | Yes |  | Pwr_4422 |  | 31.2038 | 31.2038 | 31.2038
7 | 4 | 6 | 4423 | Yes |  | Pwr_4423 |  | 40.2182 | 40.2182 | 40.2182
7 | 4 | 7 | 4424 | Yes |  | Pwr_4424 |  | 48.5392 | 48.5392 | 48.5392
7 | 4 | 8 | 4425 | Yes |  | Pwr_4425 |  | 58.9405 | 58.9405 | 58.9405
7 | 4 | 9 | 4426 | Yes |  | Pwr_4426 |  | 71.422 | 71.422 | 71.422
7 | 4 | 10 | 4427 | Yes |  | Pwr_4427 |  | 68.6483 | 68.6483 | 68.6483
7 | 4 | 11 | 4428 | Yes |  | Pwr_4428 |  | 63.7944 | 63.7944 | 63.7944
7 | 4 | 12 | 4429 | Yes |  | Pwr_4429 |  | 65.8746 | 65.8746 | 65.8746
7 | 4 | 13 | 4430 | Yes |  | Pwr_4430 |  | 69.3417 | 69.3417 | 69.3417
7 | 4 | 14 | 4431 | Yes |  | Pwr_4431 |  | 70.7286 | 70.7286 | 70.7286
7 | 4 | 15 | 4432 | Yes |  | Pwr_4432 |  | 71.422 | 71.422 | 71.422
7 | 4 | 16 | 4433 | Yes |  | Pwr_4433 |  | 72.8088 | 72.8088 | 72.8088
7 | 4 | 17 | 4434 | Yes |  | Pwr_4434 |  | 58.9405 | 58.9405 | 58.9405
7 | 4 | 18 | 4435 | Yes |  | Pwr_4435 |  | 48.5392 | 48.5392 | 48.5392
7 | 4 | 19 | 4436 | Yes |  | Pwr_4436 |  | 38.1379 | 38.1379 | 38.1379
7 | 4 | 20 | 4437 | Yes |  | Pwr_4437 |  | 24.2696 | 24.2696 | 24.2696
7 | 4 | 21 | 4438 | Yes |  | Pwr_4438 |  | 13.8683 | 13.8683 | 13.8683
7 | 4 | 22 | 4439 | Yes |  | Pwr_4439 |  | 13.8683 | 13.8683 | 13.8683
7 | 4 | 23 | 4440 | Yes |  | Pwr_4440 |  | 13.8683 | 13.8683 | 13.8683
7 | 5 | 0 | 4441 | Yes |  | Pwr_4441 |  | 13.8683 | 13.8683 | 13.8683
7 | 5 | 1 | 4442 | Yes |  | Pwr_4442 |  | 13.8683 | 13.8683 | 13.8683
7 | 5 | 2 | 4443 | Yes |  | Pwr_4443 |  | 13.8683 | 13.8683 | 13.8683
7 | 5 | 3 | 4444 | Yes |  | Pwr_4444 |  | 13.8683 | 13.8683 | 13.8683
7 | 5 | 4 | 4445 | Yes |  | Pwr_4445 |  | 20.8025 | 20.8025 | 20.8025
7 | 5 | 5 | 4446 | Yes |  | Pwr_4446 |  | 31.2038 | 31.2038 | 31.2038
7 | 5 | 6 | 4447 | Yes |  | Pwr_4447 |  | 40.2182 | 40.2182 | 40.2182
7 | 5 | 7 | 4448 | Yes |  | Pwr_4448 |  | 48.5392 | 48.5392 | 48.5392
7 | 5 | 8 | 4449 | Yes |  | Pwr_4449 |  | 58.9405 | 58.9405 | 58.9405
7 | 5 | 9 | 4450 | Yes |  | Pwr_4450 |  | 71.422 | 71.422 | 71.422
7 | 5 | 10 | 4451 | Yes |  | Pwr_4451 |  | 68.6483 | 68.6483 | 68.6483
7 | 5 | 11 | 4452 | Yes |  | Pwr_4452 |  | 63.7944 | 63.7944 | 63.7944
7 | 5 | 12 | 4453 | Yes |  | Pwr_4453 |  | 65.8746 | 65.8746 | 65.8746
7 | 5 | 13 | 4454 | Yes |  | Pwr_4454 |  | 69.3417 | 69.3417 | 69.3417
7 | 5 | 14 | 4455 | Yes |  | Pwr_4455 |  | 70.7286 | 70.7286 | 70.7286
7 | 5 | 15 | 4456 | Yes |  | Pwr_4456 |  | 71.422 | 71.422 | 71.422
7 | 5 | 16 | 4457 | Yes |  | Pwr_4457 |  | 72.8088 | 72.8088 | 72.8088
7 | 5 | 17 | 4458 | Yes |  | Pwr_4458 |  | 58.9405 | 58.9405 | 58.9405
7 | 5 | 18 | 4459 | Yes |  | Pwr_4459 |  | 48.5392 | 48.5392 | 48.5392
7 | 5 | 19 | 4460 | Yes |  | Pwr_4460 |  | 38.1379 | 38.1379 | 38.1379
7 | 5 | 20 | 4461 | Yes |  | Pwr_4461 |  | 24.2696 | 24.2696 | 24.2696
7 | 5 | 21 | 4462 | Yes |  | Pwr_4462 |  | 13.8683 | 13.8683 | 13.8683
7 | 5 | 22 | 4463 | Yes |  | Pwr_4463 |  | 13.8683 | 13.8683 | 13.8683
7 | 5 | 23 | 4464 | Yes |  | Pwr_4464 |  | 13.8683 | 13.8683 | 13.8683
7 | 6 | 0 | 4465 | Yes |  | Pwr_4465 |  | 13.8683 | 13.8683 | 13.8683
7 | 6 | 1 | 4466 | Yes |  | Pwr_4466 |  | 13.8683 | 13.8683 | 13.8683
7 | 6 | 2 | 4467 | Yes |  | Pwr_4467 |  | 13.8683 | 13.8683 | 13.8683
7 | 6 | 3 | 4468 | Yes |  | Pwr_4468 |  | 13.8683 | 13.8683 | 13.8683
7 | 6 | 4 | 4469 | Yes |  | Pwr_4469 |  | 20.8025 | 20.8025 | 20.8025
7 | 6 | 5 | 4470 | Yes |  | Pwr_4470 |  | 31.2038 | 31.2038 | 31.2038
7 | 6 | 6 | 4471 | Yes |  | Pwr_4471 |  | 40.2182 | 40.2182 | 40.2182
7 | 6 | 7 | 4472 | Yes |  | Pwr_4472 |  | 48.5392 | 48.5392 | 48.5392
7 | 6 | 8 | 4473 | Yes |  | Pwr_4473 |  | 58.9405 | 58.9405 | 58.9405
7 | 6 | 9 | 4474 | Yes |  | Pwr_4474 |  | 71.422 | 71.422 | 71.422
7 | 6 | 10 | 4475 | Yes |  | Pwr_4475 |  | 68.6483 | 68.6483 | 68.6483
7 | 6 | 11 | 4476 | Yes |  | Pwr_4476 |  | 63.7944 | 63.7944 | 63.7944
7 | 6 | 12 | 4477 | Yes |  | Pwr_4477 |  | 65.8746 | 65.8746 | 65.8746
7 | 6 | 13 | 4478 | Yes |  | Pwr_4478 |  | 69.3417 | 69.3417 | 69.3417
7 | 6 | 14 | 4479 | Yes |  | Pwr_4479 |  | 70.7286 | 70.7286 | 70.7286
7 | 6 | 15 | 4480 | Yes |  | Pwr_4480 |  | 71.422 | 71.422 | 71.422
7 | 6 | 16 | 4481 | Yes |  | Pwr_4481 |  | 72.8088 | 72.8088 | 72.8088
7 | 6 | 17 | 4482 | Yes |  | Pwr_4482 |  | 58.9405 | 58.9405 | 58.9405
7 | 6 | 18 | 4483 | Yes |  | Pwr_4483 |  | 48.5392 | 48.5392 | 48.5392
7 | 6 | 19 | 4484 | Yes |  | Pwr_4484 |  | 38.1379 | 38.1379 | 38.1379
7 | 6 | 20 | 4485 | Yes |  | Pwr_4485 |  | 24.2696 | 24.2696 | 24.2696
7 | 6 | 21 | 4486 | Yes |  | Pwr_4486 |  | 13.8683 | 13.8683 | 13.8683
7 | 6 | 22 | 4487 | Yes |  | Pwr_4487 |  | 13.8683 | 13.8683 | 13.8683
7 | 6 | 23 | 4488 | Yes |  | Pwr_4488 |  | 13.8683 | 13.8683 | 13.8683
7 | 7 | 0 | 4489 | Saturday |  | Pwr_4489 |  | 13.8683 | 13.8683 | 13.8683
7 | 7 | 1 | 4490 | Saturday |  | Pwr_4490 |  | 13.8683 | 13.8683 | 13.8683
7 | 7 | 2 | 4491 | Saturday |  | Pwr_4491 |  | 13.8683 | 13.8683 | 13.8683
7 | 7 | 3 | 4492 | Saturday |  | Pwr_4492 |  | 13.8683 | 13.8683 | 13.8683
7 | 7 | 4 | 4493 | Saturday |  | Pwr_4493 |  | 13.8683 | 13.8683 | 13.8683
7 | 7 | 5 | 4494 | Saturday |  | Pwr_4494 |  | 13.8683 | 13.8683 | 13.8683
7 | 7 | 6 | 4495 | Saturday |  | Pwr_4495 |  | 13.8683 | 13.8683 | 13.8683
7 | 7 | 7 | 4496 | Saturday |  | Pwr_4496 |  | 13.8683 | 13.8683 | 13.8683
7 | 7 | 8 | 4497 | Saturday |  | Pwr_4497 |  | 13.8683 | 13.8683 | 13.8683
7 | 7 | 9 | 4498 | Saturday |  | Pwr_4498 |  | 13.8683 | 13.8683 | 13.8683
7 | 7 | 10 | 4499 | Saturday |  | Pwr_4499 |  | 13.8683 | 13.8683 | 13.8683
7 | 7 | 11 | 4500 | Saturday |  | Pwr_4500 |  | 13.8683 | 13.8683 | 13.8683
7 | 7 | 12 | 4501 | Saturday |  | Pwr_4501 |  | 13.8683 | 13.8683 | 13.8683
7 | 7 | 13 | 4502 | Saturday |  | Pwr_4502 |  | 13.8683 | 13.8683 | 13.8683
7 | 7 | 14 | 4503 | Saturday |  | Pwr_4503 |  | 13.8683 | 13.8683 | 13.8683
7 | 7 | 15 | 4504 | Saturday |  | Pwr_4504 |  | 13.8683 | 13.8683 | 13.8683
7 | 7 | 16 | 4505 | Saturday |  | Pwr_4505 |  | 13.8683 | 13.8683 | 13.8683
7 | 7 | 17 | 4506 | Saturday |  | Pwr_4506 |  | 13.8683 | 13.8683 | 13.8683
7 | 7 | 18 | 4507 | Saturday |  | Pwr_4507 |  | 13.8683 | 13.8683 | 13.8683
7 | 7 | 19 | 4508 | Saturday |  | Pwr_4508 |  | 13.8683 | 13.8683 | 13.8683
7 | 7 | 20 | 4509 | Saturday |  | Pwr_4509 |  | 13.8683 | 13.8683 | 13.8683
7 | 7 | 21 | 4510 | Saturday |  | Pwr_4510 |  | 13.8683 | 13.8683 | 13.8683
7 | 7 | 22 | 4511 | Saturday |  | Pwr_4511 |  | 13.8683 | 13.8683 | 13.8683
7 | 7 | 23 | 4512 | Saturday |  | Pwr_4512 |  | 13.8683 | 13.8683 | 13.8683
7 | 8 | 0 | 4513 | Sunday |  | Pwr_4513 |  | 13.8683 | 13.8683 | 13.8683
7 | 8 | 1 | 4514 | Sunday |  | Pwr_4514 |  | 13.8683 | 13.8683 | 13.8683
7 | 8 | 2 | 4515 | Sunday |  | Pwr_4515 |  | 13.8683 | 13.8683 | 13.8683
7 | 8 | 3 | 4516 | Sunday |  | Pwr_4516 |  | 13.8683 | 13.8683 | 13.8683
7 | 8 | 4 | 4517 | Sunday |  | Pwr_4517 |  | 13.8683 | 13.8683 | 13.8683
7 | 8 | 5 | 4518 | Sunday |  | Pwr_4518 |  | 13.8683 | 13.8683 | 13.8683
7 | 8 | 6 | 4519 | Sunday |  | Pwr_4519 |  | 13.8683 | 13.8683 | 13.8683
7 | 8 | 7 | 4520 | Sunday |  | Pwr_4520 |  | 13.8683 | 13.8683 | 13.8683
7 | 8 | 8 | 4521 | Sunday |  | Pwr_4521 |  | 13.8683 | 13.8683 | 13.8683
7 | 8 | 9 | 4522 | Sunday |  | Pwr_4522 |  | 13.8683 | 13.8683 | 13.8683
7 | 8 | 10 | 4523 | Sunday |  | Pwr_4523 |  | 13.8683 | 13.8683 | 13.8683
7 | 8 | 11 | 4524 | Sunday |  | Pwr_4524 |  | 13.8683 | 13.8683 | 13.8683
7 | 8 | 12 | 4525 | Sunday |  | Pwr_4525 |  | 13.8683 | 13.8683 | 13.8683
7 | 8 | 13 | 4526 | Sunday |  | Pwr_4526 |  | 13.8683 | 13.8683 | 13.8683
7 | 8 | 14 | 4527 | Sunday |  | Pwr_4527 |  | 13.8683 | 13.8683 | 13.8683
7 | 8 | 15 | 4528 | Sunday |  | Pwr_4528 |  | 13.8683 | 13.8683 | 13.8683
7 | 8 | 16 | 4529 | Sunday |  | Pwr_4529 |  | 13.8683 | 13.8683 | 13.8683
7 | 8 | 17 | 4530 | Sunday |  | Pwr_4530 |  | 13.8683 | 13.8683 | 13.8683
7 | 8 | 18 | 4531 | Sunday |  | Pwr_4531 |  | 13.8683 | 13.8683 | 13.8683
7 | 8 | 19 | 4532 | Sunday |  | Pwr_4532 |  | 13.8683 | 13.8683 | 13.8683
7 | 8 | 20 | 4533 | Sunday |  | Pwr_4533 |  | 13.8683 | 13.8683 | 13.8683
7 | 8 | 21 | 4534 | Sunday |  | Pwr_4534 |  | 13.8683 | 13.8683 | 13.8683
7 | 8 | 22 | 4535 | Sunday |  | Pwr_4535 |  | 13.8683 | 13.8683 | 13.8683
7 | 8 | 23 | 4536 | Sunday |  | Pwr_4536 |  | 13.8683 | 13.8683 | 13.8683
7 | 9 | 0 | 4537 | Yes |  | Pwr_4537 |  | 13.8683 | 13.8683 | 13.8683
7 | 9 | 1 | 4538 | Yes |  | Pwr_4538 |  | 13.8683 | 13.8683 | 13.8683
7 | 9 | 2 | 4539 | Yes |  | Pwr_4539 |  | 13.8683 | 13.8683 | 13.8683
7 | 9 | 3 | 4540 | Yes |  | Pwr_4540 |  | 13.8683 | 13.8683 | 13.8683
7 | 9 | 4 | 4541 | Yes |  | Pwr_4541 |  | 20.8025 | 20.8025 | 20.8025
7 | 9 | 5 | 4542 | Yes |  | Pwr_4542 |  | 31.2038 | 31.2038 | 31.2038
7 | 9 | 6 | 4543 | Yes |  | Pwr_4543 |  | 40.2182 | 40.2182 | 40.2182
7 | 9 | 7 | 4544 | Yes |  | Pwr_4544 |  | 48.5392 | 48.5392 | 48.5392
7 | 9 | 8 | 4545 | Yes |  | Pwr_4545 |  | 58.9405 | 58.9405 | 58.9405
7 | 9 | 9 | 4546 | Yes |  | Pwr_4546 |  | 71.422 | 71.422 | 71.422
7 | 9 | 10 | 4547 | Yes |  | Pwr_4547 |  | 68.6483 | 68.6483 | 68.6483
7 | 9 | 11 | 4548 | Yes |  | Pwr_4548 |  | 63.7944 | 63.7944 | 63.7944
7 | 9 | 12 | 4549 | Yes |  | Pwr_4549 |  | 65.8746 | 65.8746 | 65.8746
7 | 9 | 13 | 4550 | Yes |  | Pwr_4550 |  | 69.3417 | 69.3417 | 69.3417
7 | 9 | 14 | 4551 | Yes |  | Pwr_4551 |  | 70.7286 | 70.7286 | 70.7286
7 | 9 | 15 | 4552 | Yes |  | Pwr_4552 |  | 71.422 | 71.422 | 71.422
7 | 9 | 16 | 4553 | Yes |  | Pwr_4553 |  | 72.8088 | 72.8088 | 72.8088
7 | 9 | 17 | 4554 | Yes |  | Pwr_4554 |  | 58.9405 | 58.9405 | 58.9405
7 | 9 | 18 | 4555 | Yes |  | Pwr_4555 |  | 48.5392 | 48.5392 | 48.5392
7 | 9 | 19 | 4556 | Yes |  | Pwr_4556 |  | 38.1379 | 38.1379 | 38.1379
7 | 9 | 20 | 4557 | Yes |  | Pwr_4557 |  | 24.2696 | 24.2696 | 24.2696
7 | 9 | 21 | 4558 | Yes |  | Pwr_4558 |  | 13.8683 | 13.8683 | 13.8683
7 | 9 | 22 | 4559 | Yes |  | Pwr_4559 |  | 13.8683 | 13.8683 | 13.8683
7 | 9 | 23 | 4560 | Yes |  | Pwr_4560 |  | 13.8683 | 13.8683 | 13.8683
7 | 10 | 0 | 4561 | Yes |  | Pwr_4561 |  | 13.8683 | 13.8683 | 13.8683
7 | 10 | 1 | 4562 | Yes |  | Pwr_4562 |  | 13.8683 | 13.8683 | 13.8683
7 | 10 | 2 | 4563 | Yes |  | Pwr_4563 |  | 13.8683 | 13.8683 | 13.8683
7 | 10 | 3 | 4564 | Yes |  | Pwr_4564 |  | 13.8683 | 13.8683 | 13.8683
7 | 10 | 4 | 4565 | Yes |  | Pwr_4565 |  | 20.8025 | 20.8025 | 20.8025
7 | 10 | 5 | 4566 | Yes |  | Pwr_4566 |  | 31.2038 | 31.2038 | 31.2038
7 | 10 | 6 | 4567 | Yes |  | Pwr_4567 |  | 40.2182 | 40.2182 | 40.2182
7 | 10 | 7 | 4568 | Yes |  | Pwr_4568 |  | 48.5392 | 48.5392 | 48.5392
7 | 10 | 8 | 4569 | Yes |  | Pwr_4569 |  | 58.9405 | 58.9405 | 58.9405
7 | 10 | 9 | 4570 | Yes |  | Pwr_4570 |  | 71.422 | 71.422 | 71.422
7 | 10 | 10 | 4571 | Yes |  | Pwr_4571 |  | 68.6483 | 68.6483 | 68.6483
7 | 10 | 11 | 4572 | Yes |  | Pwr_4572 |  | 63.7944 | 63.7944 | 63.7944
7 | 10 | 12 | 4573 | Yes |  | Pwr_4573 |  | 65.8746 | 65.8746 | 65.8746
7 | 10 | 13 | 4574 | Yes |  | Pwr_4574 |  | 69.3417 | 69.3417 | 69.3417
7 | 10 | 14 | 4575 | Yes |  | Pwr_4575 |  | 70.7286 | 70.7286 | 70.7286
7 | 10 | 15 | 4576 | Yes |  | Pwr_4576 |  | 71.422 | 71.422 | 71.422
7 | 10 | 16 | 4577 | Yes |  | Pwr_4577 |  | 72.8088 | 72.8088 | 72.8088
7 | 10 | 17 | 4578 | Yes |  | Pwr_4578 |  | 58.9405 | 58.9405 | 58.9405
7 | 10 | 18 | 4579 | Yes |  | Pwr_4579 |  | 48.5392 | 48.5392 | 48.5392
7 | 10 | 19 | 4580 | Yes |  | Pwr_4580 |  | 38.1379 | 38.1379 | 38.1379
7 | 10 | 20 | 4581 | Yes |  | Pwr_4581 |  | 24.2696 | 24.2696 | 24.2696
7 | 10 | 21 | 4582 | Yes |  | Pwr_4582 |  | 13.8683 | 13.8683 | 13.8683
7 | 10 | 22 | 4583 | Yes |  | Pwr_4583 |  | 13.8683 | 13.8683 | 13.8683
7 | 10 | 23 | 4584 | Yes |  | Pwr_4584 |  | 13.8683 | 13.8683 | 13.8683
7 | 11 | 0 | 4585 | Yes |  | Pwr_4585 |  | 13.8683 | 13.8683 | 13.8683
7 | 11 | 1 | 4586 | Yes |  | Pwr_4586 |  | 13.8683 | 13.8683 | 13.8683
7 | 11 | 2 | 4587 | Yes |  | Pwr_4587 |  | 13.8683 | 13.8683 | 13.8683
7 | 11 | 3 | 4588 | Yes |  | Pwr_4588 |  | 13.8683 | 13.8683 | 13.8683
7 | 11 | 4 | 4589 | Yes |  | Pwr_4589 |  | 20.8025 | 20.8025 | 20.8025
7 | 11 | 5 | 4590 | Yes |  | Pwr_4590 |  | 31.2038 | 31.2038 | 31.2038
7 | 11 | 6 | 4591 | Yes |  | Pwr_4591 |  | 40.2182 | 40.2182 | 40.2182
7 | 11 | 7 | 4592 | Yes |  | Pwr_4592 |  | 48.5392 | 48.5392 | 48.5392
7 | 11 | 8 | 4593 | Yes |  | Pwr_4593 |  | 58.9405 | 58.9405 | 58.9405
7 | 11 | 9 | 4594 | Yes |  | Pwr_4594 |  | 71.422 | 71.422 | 71.422
7 | 11 | 10 | 4595 | Yes |  | Pwr_4595 |  | 68.6483 | 68.6483 | 68.6483
7 | 11 | 11 | 4596 | Yes |  | Pwr_4596 |  | 63.7944 | 63.7944 | 63.7944
7 | 11 | 12 | 4597 | Yes |  | Pwr_4597 |  | 65.8746 | 65.8746 | 65.8746
7 | 11 | 13 | 4598 | Yes |  | Pwr_4598 |  | 69.3417 | 69.3417 | 69.3417
7 | 11 | 14 | 4599 | Yes |  | Pwr_4599 |  | 70.7286 | 70.7286 | 70.7286
7 | 11 | 15 | 4600 | Yes |  | Pwr_4600 |  | 71.422 | 71.422 | 71.422
7 | 11 | 16 | 4601 | Yes |  | Pwr_4601 |  | 72.8088 | 72.8088 | 72.8088
7 | 11 | 17 | 4602 | Yes |  | Pwr_4602 |  | 58.9405 | 58.9405 | 58.9405
7 | 11 | 18 | 4603 | Yes |  | Pwr_4603 |  | 48.5392 | 48.5392 | 48.5392
7 | 11 | 19 | 4604 | Yes |  | Pwr_4604 |  | 38.1379 | 38.1379 | 38.1379
7 | 11 | 20 | 4605 | Yes |  | Pwr_4605 |  | 24.2696 | 24.2696 | 24.2696
7 | 11 | 21 | 4606 | Yes |  | Pwr_4606 |  | 13.8683 | 13.8683 | 13.8683
7 | 11 | 22 | 4607 | Yes |  | Pwr_4607 |  | 13.8683 | 13.8683 | 13.8683
7 | 11 | 23 | 4608 | Yes |  | Pwr_4608 |  | 13.8683 | 13.8683 | 13.8683
7 | 12 | 0 | 4609 | Yes |  | Pwr_4609 |  | 13.8683 | 13.8683 | 13.8683
7 | 12 | 1 | 4610 | Yes |  | Pwr_4610 |  | 13.8683 | 13.8683 | 13.8683
7 | 12 | 2 | 4611 | Yes |  | Pwr_4611 |  | 13.8683 | 13.8683 | 13.8683
7 | 12 | 3 | 4612 | Yes |  | Pwr_4612 |  | 13.8683 | 13.8683 | 13.8683
7 | 12 | 4 | 4613 | Yes |  | Pwr_4613 |  | 20.8025 | 20.8025 | 20.8025
7 | 12 | 5 | 4614 | Yes |  | Pwr_4614 |  | 31.2038 | 31.2038 | 31.2038
7 | 12 | 6 | 4615 | Yes |  | Pwr_4615 |  | 40.2182 | 40.2182 | 40.2182
7 | 12 | 7 | 4616 | Yes |  | Pwr_4616 |  | 48.5392 | 48.5392 | 48.5392
7 | 12 | 8 | 4617 | Yes |  | Pwr_4617 |  | 58.9405 | 58.9405 | 58.9405
7 | 12 | 9 | 4618 | Yes |  | Pwr_4618 |  | 71.422 | 71.422 | 71.422
7 | 12 | 10 | 4619 | Yes |  | Pwr_4619 |  | 68.6483 | 68.6483 | 68.6483
7 | 12 | 11 | 4620 | Yes |  | Pwr_4620 |  | 63.7944 | 63.7944 | 63.7944
7 | 12 | 12 | 4621 | Yes |  | Pwr_4621 |  | 65.8746 | 65.8746 | 65.8746
7 | 12 | 13 | 4622 | Yes |  | Pwr_4622 |  | 69.3417 | 69.3417 | 69.3417
7 | 12 | 14 | 4623 | Yes |  | Pwr_4623 |  | 70.7286 | 70.7286 | 70.7286
7 | 12 | 15 | 4624 | Yes |  | Pwr_4624 |  | 71.422 | 71.422 | 71.422
7 | 12 | 16 | 4625 | Yes |  | Pwr_4625 |  | 72.8088 | 72.8088 | 72.8088
7 | 12 | 17 | 4626 | Yes |  | Pwr_4626 |  | 58.9405 | 58.9405 | 58.9405
7 | 12 | 18 | 4627 | Yes |  | Pwr_4627 |  | 48.5392 | 48.5392 | 48.5392
7 | 12 | 19 | 4628 | Yes |  | Pwr_4628 |  | 38.1379 | 38.1379 | 38.1379
7 | 12 | 20 | 4629 | Yes |  | Pwr_4629 |  | 24.2696 | 24.2696 | 24.2696
7 | 12 | 21 | 4630 | Yes |  | Pwr_4630 |  | 13.8683 | 13.8683 | 13.8683
7 | 12 | 22 | 4631 | Yes |  | Pwr_4631 |  | 13.8683 | 13.8683 | 13.8683
7 | 12 | 23 | 4632 | Yes |  | Pwr_4632 |  | 13.8683 | 13.8683 | 13.8683
7 | 13 | 0 | 4633 | Yes |  | Pwr_4633 |  | 13.8683 | 13.8683 | 13.8683
7 | 13 | 1 | 4634 | Yes |  | Pwr_4634 |  | 13.8683 | 13.8683 | 13.8683
7 | 13 | 2 | 4635 | Yes |  | Pwr_4635 |  | 13.8683 | 13.8683 | 13.8683
7 | 13 | 3 | 4636 | Yes |  | Pwr_4636 |  | 13.8683 | 13.8683 | 13.8683
7 | 13 | 4 | 4637 | Yes |  | Pwr_4637 |  | 20.8025 | 20.8025 | 20.8025
7 | 13 | 5 | 4638 | Yes |  | Pwr_4638 |  | 31.2038 | 31.2038 | 31.2038
7 | 13 | 6 | 4639 | Yes |  | Pwr_4639 |  | 40.2182 | 40.2182 | 40.2182
7 | 13 | 7 | 4640 | Yes |  | Pwr_4640 |  | 48.5392 | 48.5392 | 48.5392
7 | 13 | 8 | 4641 | Yes |  | Pwr_4641 |  | 58.9405 | 58.9405 | 58.9405
7 | 13 | 9 | 4642 | Yes |  | Pwr_4642 |  | 71.422 | 71.422 | 71.422
7 | 13 | 10 | 4643 | Yes |  | Pwr_4643 |  | 68.6483 | 68.6483 | 68.6483
7 | 13 | 11 | 4644 | Yes |  | Pwr_4644 |  | 63.7944 | 63.7944 | 63.7944
7 | 13 | 12 | 4645 | Yes |  | Pwr_4645 |  | 65.8746 | 65.8746 | 65.8746
7 | 13 | 13 | 4646 | Yes |  | Pwr_4646 |  | 69.3417 | 69.3417 | 69.3417
7 | 13 | 14 | 4647 | Yes |  | Pwr_4647 |  | 70.7286 | 70.7286 | 70.7286
7 | 13 | 15 | 4648 | Yes |  | Pwr_4648 |  | 71.422 | 71.422 | 71.422
7 | 13 | 16 | 4649 | Yes |  | Pwr_4649 |  | 72.8088 | 72.8088 | 72.8088
7 | 13 | 17 | 4650 | Yes |  | Pwr_4650 |  | 58.9405 | 58.9405 | 58.9405
7 | 13 | 18 | 4651 | Yes |  | Pwr_4651 |  | 48.5392 | 48.5392 | 48.5392
7 | 13 | 19 | 4652 | Yes |  | Pwr_4652 |  | 38.1379 | 38.1379 | 38.1379
7 | 13 | 20 | 4653 | Yes |  | Pwr_4653 |  | 24.2696 | 24.2696 | 24.2696
7 | 13 | 21 | 4654 | Yes |  | Pwr_4654 |  | 13.8683 | 13.8683 | 13.8683
7 | 13 | 22 | 4655 | Yes |  | Pwr_4655 |  | 13.8683 | 13.8683 | 13.8683
7 | 13 | 23 | 4656 | Yes |  | Pwr_4656 |  | 13.8683 | 13.8683 | 13.8683
7 | 14 | 0 | 4657 | Saturday |  | Pwr_4657 |  | 13.8683 | 13.8683 | 13.8683
7 | 14 | 1 | 4658 | Saturday |  | Pwr_4658 |  | 13.8683 | 13.8683 | 13.8683
7 | 14 | 2 | 4659 | Saturday |  | Pwr_4659 |  | 13.8683 | 13.8683 | 13.8683
7 | 14 | 3 | 4660 | Saturday |  | Pwr_4660 |  | 13.8683 | 13.8683 | 13.8683
7 | 14 | 4 | 4661 | Saturday |  | Pwr_4661 |  | 13.8683 | 13.8683 | 13.8683
7 | 14 | 5 | 4662 | Saturday |  | Pwr_4662 |  | 13.8683 | 13.8683 | 13.8683
7 | 14 | 6 | 4663 | Saturday |  | Pwr_4663 |  | 13.8683 | 13.8683 | 13.8683
7 | 14 | 7 | 4664 | Saturday |  | Pwr_4664 |  | 13.8683 | 13.8683 | 13.8683
7 | 14 | 8 | 4665 | Saturday |  | Pwr_4665 |  | 13.8683 | 13.8683 | 13.8683
7 | 14 | 9 | 4666 | Saturday |  | Pwr_4666 |  | 13.8683 | 13.8683 | 13.8683
7 | 14 | 10 | 4667 | Saturday |  | Pwr_4667 |  | 13.8683 | 13.8683 | 13.8683
7 | 14 | 11 | 4668 | Saturday |  | Pwr_4668 |  | 13.8683 | 13.8683 | 13.8683
7 | 14 | 12 | 4669 | Saturday |  | Pwr_4669 |  | 13.8683 | 13.8683 | 13.8683
7 | 14 | 13 | 4670 | Saturday |  | Pwr_4670 |  | 13.8683 | 13.8683 | 13.8683
7 | 14 | 14 | 4671 | Saturday |  | Pwr_4671 |  | 13.8683 | 13.8683 | 13.8683
7 | 14 | 15 | 4672 | Saturday |  | Pwr_4672 |  | 13.8683 | 13.8683 | 13.8683
7 | 14 | 16 | 4673 | Saturday |  | Pwr_4673 |  | 13.8683 | 13.8683 | 13.8683
7 | 14 | 17 | 4674 | Saturday |  | Pwr_4674 |  | 13.8683 | 13.8683 | 13.8683
7 | 14 | 18 | 4675 | Saturday |  | Pwr_4675 |  | 13.8683 | 13.8683 | 13.8683
7 | 14 | 19 | 4676 | Saturday |  | Pwr_4676 |  | 13.8683 | 13.8683 | 13.8683
7 | 14 | 20 | 4677 | Saturday |  | Pwr_4677 |  | 13.8683 | 13.8683 | 13.8683
7 | 14 | 21 | 4678 | Saturday |  | Pwr_4678 |  | 13.8683 | 13.8683 | 13.8683
7 | 14 | 22 | 4679 | Saturday |  | Pwr_4679 |  | 13.8683 | 13.8683 | 13.8683
7 | 14 | 23 | 4680 | Saturday |  | Pwr_4680 |  | 13.8683 | 13.8683 | 13.8683
7 | 15 | 0 | 4681 | Sunday |  | Pwr_4681 |  | 13.8683 | 13.8683 | 13.8683
7 | 15 | 1 | 4682 | Sunday |  | Pwr_4682 |  | 13.8683 | 13.8683 | 13.8683
7 | 15 | 2 | 4683 | Sunday |  | Pwr_4683 |  | 13.8683 | 13.8683 | 13.8683
7 | 15 | 3 | 4684 | Sunday |  | Pwr_4684 |  | 13.8683 | 13.8683 | 13.8683
7 | 15 | 4 | 4685 | Sunday |  | Pwr_4685 |  | 13.8683 | 13.8683 | 13.8683
7 | 15 | 5 | 4686 | Sunday |  | Pwr_4686 |  | 13.8683 | 13.8683 | 13.8683
7 | 15 | 6 | 4687 | Sunday |  | Pwr_4687 |  | 13.8683 | 13.8683 | 13.8683
7 | 15 | 7 | 4688 | Sunday |  | Pwr_4688 |  | 13.8683 | 13.8683 | 13.8683
7 | 15 | 8 | 4689 | Sunday |  | Pwr_4689 |  | 13.8683 | 13.8683 | 13.8683
7 | 15 | 9 | 4690 | Sunday |  | Pwr_4690 |  | 13.8683 | 13.8683 | 13.8683
7 | 15 | 10 | 4691 | Sunday |  | Pwr_4691 |  | 13.8683 | 13.8683 | 13.8683
7 | 15 | 11 | 4692 | Sunday |  | Pwr_4692 |  | 13.8683 | 13.8683 | 13.8683
7 | 15 | 12 | 4693 | Sunday |  | Pwr_4693 |  | 13.8683 | 13.8683 | 13.8683
7 | 15 | 13 | 4694 | Sunday |  | Pwr_4694 |  | 13.8683 | 13.8683 | 13.8683
7 | 15 | 14 | 4695 | Sunday |  | Pwr_4695 |  | 13.8683 | 13.8683 | 13.8683
7 | 15 | 15 | 4696 | Sunday |  | Pwr_4696 |  | 13.8683 | 13.8683 | 13.8683
7 | 15 | 16 | 4697 | Sunday |  | Pwr_4697 |  | 13.8683 | 13.8683 | 13.8683
7 | 15 | 17 | 4698 | Sunday |  | Pwr_4698 |  | 13.8683 | 13.8683 | 13.8683
7 | 15 | 18 | 4699 | Sunday |  | Pwr_4699 |  | 13.8683 | 13.8683 | 13.8683
7 | 15 | 19 | 4700 | Sunday |  | Pwr_4700 |  | 13.8683 | 13.8683 | 13.8683
7 | 15 | 20 | 4701 | Sunday |  | Pwr_4701 |  | 13.8683 | 13.8683 | 13.8683
7 | 15 | 21 | 4702 | Sunday |  | Pwr_4702 |  | 13.8683 | 13.8683 | 13.8683
7 | 15 | 22 | 4703 | Sunday |  | Pwr_4703 |  | 13.8683 | 13.8683 | 13.8683
7 | 15 | 23 | 4704 | Sunday |  | Pwr_4704 |  | 13.8683 | 13.8683 | 13.8683
7 | 16 | 0 | 4705 | Yes |  | Pwr_4705 |  | 13.8683 | 13.8683 | 13.8683
7 | 16 | 1 | 4706 | Yes |  | Pwr_4706 |  | 13.8683 | 13.8683 | 13.8683
7 | 16 | 2 | 4707 | Yes |  | Pwr_4707 |  | 13.8683 | 13.8683 | 13.8683
7 | 16 | 3 | 4708 | Yes |  | Pwr_4708 |  | 13.8683 | 13.8683 | 13.8683
7 | 16 | 4 | 4709 | Yes |  | Pwr_4709 |  | 20.8025 | 20.8025 | 20.8025
7 | 16 | 5 | 4710 | Yes |  | Pwr_4710 |  | 31.2038 | 31.2038 | 31.2038
7 | 16 | 6 | 4711 | Yes |  | Pwr_4711 |  | 40.2182 | 40.2182 | 40.2182
7 | 16 | 7 | 4712 | Yes |  | Pwr_4712 |  | 48.5392 | 48.5392 | 48.5392
7 | 16 | 8 | 4713 | Yes |  | Pwr_4713 |  | 58.9405 | 58.9405 | 58.9405
7 | 16 | 9 | 4714 | Yes |  | Pwr_4714 |  | 71.422 | 71.422 | 71.422
7 | 16 | 10 | 4715 | Yes |  | Pwr_4715 |  | 68.6483 | 68.6483 | 68.6483
7 | 16 | 11 | 4716 | Yes |  | Pwr_4716 |  | 63.7944 | 63.7944 | 63.7944
7 | 16 | 12 | 4717 | Yes |  | Pwr_4717 |  | 65.8746 | 65.8746 | 65.8746
7 | 16 | 13 | 4718 | Yes |  | Pwr_4718 |  | 69.3417 | 69.3417 | 69.3417
7 | 16 | 14 | 4719 | Yes |  | Pwr_4719 |  | 70.7286 | 70.7286 | 70.7286
7 | 16 | 15 | 4720 | Yes |  | Pwr_4720 |  | 71.422 | 71.422 | 71.422
7 | 16 | 16 | 4721 | Yes |  | Pwr_4721 |  | 72.8088 | 72.8088 | 72.8088
7 | 16 | 17 | 4722 | Yes |  | Pwr_4722 |  | 58.9405 | 58.9405 | 58.9405
7 | 16 | 18 | 4723 | Yes |  | Pwr_4723 |  | 48.5392 | 48.5392 | 48.5392
7 | 16 | 19 | 4724 | Yes |  | Pwr_4724 |  | 38.1379 | 38.1379 | 38.1379
7 | 16 | 20 | 4725 | Yes |  | Pwr_4725 |  | 24.2696 | 24.2696 | 24.2696
7 | 16 | 21 | 4726 | Yes |  | Pwr_4726 |  | 13.8683 | 13.8683 | 13.8683
7 | 16 | 22 | 4727 | Yes |  | Pwr_4727 |  | 13.8683 | 13.8683 | 13.8683
7 | 16 | 23 | 4728 | Yes |  | Pwr_4728 |  | 13.8683 | 13.8683 | 13.8683
7 | 17 | 0 | 4729 | Yes |  | Pwr_4729 |  | 13.8683 | 13.8683 | 13.8683
7 | 17 | 1 | 4730 | Yes |  | Pwr_4730 |  | 13.8683 | 13.8683 | 13.8683
7 | 17 | 2 | 4731 | Yes |  | Pwr_4731 |  | 13.8683 | 13.8683 | 13.8683
7 | 17 | 3 | 4732 | Yes |  | Pwr_4732 |  | 13.8683 | 13.8683 | 13.8683
7 | 17 | 4 | 4733 | Yes |  | Pwr_4733 |  | 20.8025 | 20.8025 | 20.8025
7 | 17 | 5 | 4734 | Yes |  | Pwr_4734 |  | 31.2038 | 31.2038 | 31.2038
7 | 17 | 6 | 4735 | Yes |  | Pwr_4735 |  | 40.2182 | 40.2182 | 40.2182
7 | 17 | 7 | 4736 | Yes |  | Pwr_4736 |  | 48.5392 | 48.5392 | 48.5392
7 | 17 | 8 | 4737 | Yes |  | Pwr_4737 |  | 58.9405 | 58.9405 | 58.9405
7 | 17 | 9 | 4738 | Yes |  | Pwr_4738 |  | 71.422 | 71.422 | 71.422
7 | 17 | 10 | 4739 | Yes |  | Pwr_4739 |  | 68.6483 | 68.6483 | 68.6483
7 | 17 | 11 | 4740 | Yes |  | Pwr_4740 |  | 63.7944 | 63.7944 | 63.7944
7 | 17 | 12 | 4741 | Yes |  | Pwr_4741 |  | 65.8746 | 65.8746 | 65.8746
7 | 17 | 13 | 4742 | Yes |  | Pwr_4742 |  | 69.3417 | 69.3417 | 69.3417
7 | 17 | 14 | 4743 | Yes |  | Pwr_4743 |  | 70.7286 | 70.7286 | 70.7286
7 | 17 | 15 | 4744 | Yes |  | Pwr_4744 |  | 71.422 | 71.422 | 71.422
7 | 17 | 16 | 4745 | Yes |  | Pwr_4745 |  | 72.8088 | 72.8088 | 72.8088
7 | 17 | 17 | 4746 | Yes |  | Pwr_4746 |  | 58.9405 | 58.9405 | 58.9405
7 | 17 | 18 | 4747 | Yes |  | Pwr_4747 |  | 48.5392 | 48.5392 | 48.5392
7 | 17 | 19 | 4748 | Yes |  | Pwr_4748 |  | 38.1379 | 38.1379 | 38.1379
7 | 17 | 20 | 4749 | Yes |  | Pwr_4749 |  | 24.2696 | 24.2696 | 24.2696
7 | 17 | 21 | 4750 | Yes |  | Pwr_4750 |  | 13.8683 | 13.8683 | 13.8683
7 | 17 | 22 | 4751 | Yes |  | Pwr_4751 |  | 13.8683 | 13.8683 | 13.8683
7 | 17 | 23 | 4752 | Yes |  | Pwr_4752 |  | 13.8683 | 13.8683 | 13.8683
7 | 18 | 0 | 4753 | Yes |  | Pwr_4753 |  | 13.8683 | 13.8683 | 13.8683
7 | 18 | 1 | 4754 | Yes |  | Pwr_4754 |  | 13.8683 | 13.8683 | 13.8683
7 | 18 | 2 | 4755 | Yes |  | Pwr_4755 |  | 13.8683 | 13.8683 | 13.8683
7 | 18 | 3 | 4756 | Yes |  | Pwr_4756 |  | 13.8683 | 13.8683 | 13.8683
7 | 18 | 4 | 4757 | Yes |  | Pwr_4757 |  | 20.8025 | 20.8025 | 20.8025
7 | 18 | 5 | 4758 | Yes |  | Pwr_4758 |  | 31.2038 | 31.2038 | 31.2038
7 | 18 | 6 | 4759 | Yes |  | Pwr_4759 |  | 40.2182 | 40.2182 | 40.2182
7 | 18 | 7 | 4760 | Yes |  | Pwr_4760 |  | 48.5392 | 48.5392 | 48.5392
7 | 18 | 8 | 4761 | Yes |  | Pwr_4761 |  | 58.9405 | 58.9405 | 58.9405
7 | 18 | 9 | 4762 | Yes |  | Pwr_4762 |  | 71.422 | 71.422 | 71.422
7 | 18 | 10 | 4763 | Yes |  | Pwr_4763 |  | 68.6483 | 68.6483 | 68.6483
7 | 18 | 11 | 4764 | Yes |  | Pwr_4764 |  | 63.7944 | 63.7944 | 63.7944
7 | 18 | 12 | 4765 | Yes |  | Pwr_4765 |  | 65.8746 | 65.8746 | 65.8746
7 | 18 | 13 | 4766 | Yes |  | Pwr_4766 |  | 69.3417 | 69.3417 | 69.3417
7 | 18 | 14 | 4767 | Yes |  | Pwr_4767 |  | 70.7286 | 70.7286 | 70.7286
7 | 18 | 15 | 4768 | Yes |  | Pwr_4768 |  | 71.422 | 71.422 | 71.422
7 | 18 | 16 | 4769 | Yes |  | Pwr_4769 |  | 72.8088 | 72.8088 | 72.8088
7 | 18 | 17 | 4770 | Yes |  | Pwr_4770 |  | 58.9405 | 58.9405 | 58.9405
7 | 18 | 18 | 4771 | Yes |  | Pwr_4771 |  | 48.5392 | 48.5392 | 48.5392
7 | 18 | 19 | 4772 | Yes |  | Pwr_4772 |  | 38.1379 | 38.1379 | 38.1379
7 | 18 | 20 | 4773 | Yes |  | Pwr_4773 |  | 24.2696 | 24.2696 | 24.2696
7 | 18 | 21 | 4774 | Yes |  | Pwr_4774 |  | 13.8683 | 13.8683 | 13.8683
7 | 18 | 22 | 4775 | Yes |  | Pwr_4775 |  | 13.8683 | 13.8683 | 13.8683
7 | 18 | 23 | 4776 | Yes |  | Pwr_4776 |  | 13.8683 | 13.8683 | 13.8683
7 | 19 | 0 | 4777 | Yes |  | Pwr_4777 |  | 13.8683 | 13.8683 | 13.8683
7 | 19 | 1 | 4778 | Yes |  | Pwr_4778 |  | 13.8683 | 13.8683 | 13.8683
7 | 19 | 2 | 4779 | Yes |  | Pwr_4779 |  | 13.8683 | 13.8683 | 13.8683
7 | 19 | 3 | 4780 | Yes |  | Pwr_4780 |  | 13.8683 | 13.8683 | 13.8683
7 | 19 | 4 | 4781 | Yes |  | Pwr_4781 |  | 20.8025 | 20.8025 | 20.8025
7 | 19 | 5 | 4782 | Yes |  | Pwr_4782 |  | 31.2038 | 31.2038 | 31.2038
7 | 19 | 6 | 4783 | Yes |  | Pwr_4783 |  | 40.2182 | 40.2182 | 40.2182
7 | 19 | 7 | 4784 | Yes |  | Pwr_4784 |  | 48.5392 | 48.5392 | 48.5392
7 | 19 | 8 | 4785 | Yes |  | Pwr_4785 |  | 58.9405 | 58.9405 | 58.9405
7 | 19 | 9 | 4786 | Yes |  | Pwr_4786 |  | 71.422 | 71.422 | 71.422
7 | 19 | 10 | 4787 | Yes |  | Pwr_4787 |  | 68.6483 | 68.6483 | 68.6483
7 | 19 | 11 | 4788 | Yes |  | Pwr_4788 |  | 63.7944 | 63.7944 | 63.7944
7 | 19 | 12 | 4789 | Yes |  | Pwr_4789 |  | 65.8746 | 65.8746 | 65.8746
7 | 19 | 13 | 4790 | Yes |  | Pwr_4790 |  | 69.3417 | 69.3417 | 69.3417
7 | 19 | 14 | 4791 | Yes |  | Pwr_4791 |  | 70.7286 | 70.7286 | 70.7286
7 | 19 | 15 | 4792 | Yes |  | Pwr_4792 |  | 71.422 | 71.422 | 71.422
7 | 19 | 16 | 4793 | Yes |  | Pwr_4793 |  | 72.8088 | 72.8088 | 72.8088
7 | 19 | 17 | 4794 | Yes |  | Pwr_4794 |  | 58.9405 | 58.9405 | 58.9405
7 | 19 | 18 | 4795 | Yes |  | Pwr_4795 |  | 48.5392 | 48.5392 | 48.5392
7 | 19 | 19 | 4796 | Yes |  | Pwr_4796 |  | 38.1379 | 38.1379 | 38.1379
7 | 19 | 20 | 4797 | Yes |  | Pwr_4797 |  | 24.2696 | 24.2696 | 24.2696
7 | 19 | 21 | 4798 | Yes |  | Pwr_4798 |  | 13.8683 | 13.8683 | 13.8683
7 | 19 | 22 | 4799 | Yes |  | Pwr_4799 |  | 13.8683 | 13.8683 | 13.8683
7 | 19 | 23 | 4800 | Yes |  | Pwr_4800 |  | 13.8683 | 13.8683 | 13.8683
7 | 20 | 0 | 4801 | Yes |  | Pwr_4801 |  | 13.8683 | 13.8683 | 13.8683
7 | 20 | 1 | 4802 | Yes |  | Pwr_4802 |  | 13.8683 | 13.8683 | 13.8683
7 | 20 | 2 | 4803 | Yes |  | Pwr_4803 |  | 13.8683 | 13.8683 | 13.8683
7 | 20 | 3 | 4804 | Yes |  | Pwr_4804 |  | 13.8683 | 13.8683 | 13.8683
7 | 20 | 4 | 4805 | Yes |  | Pwr_4805 |  | 20.8025 | 20.8025 | 20.8025
7 | 20 | 5 | 4806 | Yes |  | Pwr_4806 |  | 31.2038 | 31.2038 | 31.2038
7 | 20 | 6 | 4807 | Yes |  | Pwr_4807 |  | 40.2182 | 40.2182 | 40.2182
7 | 20 | 7 | 4808 | Yes |  | Pwr_4808 |  | 48.5392 | 48.5392 | 48.5392
7 | 20 | 8 | 4809 | Yes |  | Pwr_4809 |  | 58.9405 | 58.9405 | 58.9405
7 | 20 | 9 | 4810 | Yes |  | Pwr_4810 |  | 71.422 | 71.422 | 71.422
7 | 20 | 10 | 4811 | Yes |  | Pwr_4811 |  | 68.6483 | 68.6483 | 68.6483
7 | 20 | 11 | 4812 | Yes |  | Pwr_4812 |  | 63.7944 | 63.7944 | 63.7944
7 | 20 | 12 | 4813 | Yes |  | Pwr_4813 |  | 65.8746 | 65.8746 | 65.8746
7 | 20 | 13 | 4814 | Yes |  | Pwr_4814 |  | 69.3417 | 69.3417 | 69.3417
7 | 20 | 14 | 4815 | Yes |  | Pwr_4815 |  | 70.7286 | 70.7286 | 70.7286
7 | 20 | 15 | 4816 | Yes |  | Pwr_4816 |  | 71.422 | 71.422 | 71.422
7 | 20 | 16 | 4817 | Yes |  | Pwr_4817 |  | 72.8088 | 72.8088 | 72.8088
7 | 20 | 17 | 4818 | Yes |  | Pwr_4818 |  | 58.9405 | 58.9405 | 58.9405
7 | 20 | 18 | 4819 | Yes |  | Pwr_4819 |  | 48.5392 | 48.5392 | 48.5392
7 | 20 | 19 | 4820 | Yes |  | Pwr_4820 |  | 38.1379 | 38.1379 | 38.1379
7 | 20 | 20 | 4821 | Yes |  | Pwr_4821 |  | 24.2696 | 24.2696 | 24.2696
7 | 20 | 21 | 4822 | Yes |  | Pwr_4822 |  | 13.8683 | 13.8683 | 13.8683
7 | 20 | 22 | 4823 | Yes |  | Pwr_4823 |  | 13.8683 | 13.8683 | 13.8683
7 | 20 | 23 | 4824 | Yes |  | Pwr_4824 |  | 13.8683 | 13.8683 | 13.8683
7 | 21 | 0 | 4825 | Saturday |  | Pwr_4825 |  | 13.8683 | 13.8683 | 13.8683
7 | 21 | 1 | 4826 | Saturday |  | Pwr_4826 |  | 13.8683 | 13.8683 | 13.8683
7 | 21 | 2 | 4827 | Saturday |  | Pwr_4827 |  | 13.8683 | 13.8683 | 13.8683
7 | 21 | 3 | 4828 | Saturday |  | Pwr_4828 |  | 13.8683 | 13.8683 | 13.8683
7 | 21 | 4 | 4829 | Saturday |  | Pwr_4829 |  | 13.8683 | 13.8683 | 13.8683
7 | 21 | 5 | 4830 | Saturday |  | Pwr_4830 |  | 13.8683 | 13.8683 | 13.8683
7 | 21 | 6 | 4831 | Saturday |  | Pwr_4831 |  | 13.8683 | 13.8683 | 13.8683
7 | 21 | 7 | 4832 | Saturday |  | Pwr_4832 |  | 13.8683 | 13.8683 | 13.8683
7 | 21 | 8 | 4833 | Saturday |  | Pwr_4833 |  | 13.8683 | 13.8683 | 13.8683
7 | 21 | 9 | 4834 | Saturday |  | Pwr_4834 |  | 13.8683 | 13.8683 | 13.8683
7 | 21 | 10 | 4835 | Saturday |  | Pwr_4835 |  | 13.8683 | 13.8683 | 13.8683
7 | 21 | 11 | 4836 | Saturday |  | Pwr_4836 |  | 13.8683 | 13.8683 | 13.8683
7 | 21 | 12 | 4837 | Saturday |  | Pwr_4837 |  | 13.8683 | 13.8683 | 13.8683
7 | 21 | 13 | 4838 | Saturday |  | Pwr_4838 |  | 13.8683 | 13.8683 | 13.8683
7 | 21 | 14 | 4839 | Saturday |  | Pwr_4839 |  | 13.8683 | 13.8683 | 13.8683
7 | 21 | 15 | 4840 | Saturday |  | Pwr_4840 |  | 13.8683 | 13.8683 | 13.8683
7 | 21 | 16 | 4841 | Saturday |  | Pwr_4841 |  | 13.8683 | 13.8683 | 13.8683
7 | 21 | 17 | 4842 | Saturday |  | Pwr_4842 |  | 13.8683 | 13.8683 | 13.8683
7 | 21 | 18 | 4843 | Saturday |  | Pwr_4843 |  | 13.8683 | 13.8683 | 13.8683
7 | 21 | 19 | 4844 | Saturday |  | Pwr_4844 |  | 13.8683 | 13.8683 | 13.8683
7 | 21 | 20 | 4845 | Saturday |  | Pwr_4845 |  | 13.8683 | 13.8683 | 13.8683
7 | 21 | 21 | 4846 | Saturday |  | Pwr_4846 |  | 13.8683 | 13.8683 | 13.8683
7 | 21 | 22 | 4847 | Saturday |  | Pwr_4847 |  | 13.8683 | 13.8683 | 13.8683
7 | 21 | 23 | 4848 | Saturday |  | Pwr_4848 |  | 13.8683 | 13.8683 | 13.8683
7 | 22 | 0 | 4849 | Sunday |  | Pwr_4849 |  | 13.8683 | 13.8683 | 13.8683
7 | 22 | 1 | 4850 | Sunday |  | Pwr_4850 |  | 13.8683 | 13.8683 | 13.8683
7 | 22 | 2 | 4851 | Sunday |  | Pwr_4851 |  | 13.8683 | 13.8683 | 13.8683
7 | 22 | 3 | 4852 | Sunday |  | Pwr_4852 |  | 13.8683 | 13.8683 | 13.8683
7 | 22 | 4 | 4853 | Sunday |  | Pwr_4853 |  | 13.8683 | 13.8683 | 13.8683
7 | 22 | 5 | 4854 | Sunday |  | Pwr_4854 |  | 13.8683 | 13.8683 | 13.8683
7 | 22 | 6 | 4855 | Sunday |  | Pwr_4855 |  | 13.8683 | 13.8683 | 13.8683
7 | 22 | 7 | 4856 | Sunday |  | Pwr_4856 |  | 13.8683 | 13.8683 | 13.8683
7 | 22 | 8 | 4857 | Sunday |  | Pwr_4857 |  | 13.8683 | 13.8683 | 13.8683
7 | 22 | 9 | 4858 | Sunday |  | Pwr_4858 |  | 13.8683 | 13.8683 | 13.8683
7 | 22 | 10 | 4859 | Sunday |  | Pwr_4859 |  | 13.8683 | 13.8683 | 13.8683
7 | 22 | 11 | 4860 | Sunday |  | Pwr_4860 |  | 13.8683 | 13.8683 | 13.8683
7 | 22 | 12 | 4861 | Sunday |  | Pwr_4861 |  | 13.8683 | 13.8683 | 13.8683
7 | 22 | 13 | 4862 | Sunday |  | Pwr_4862 |  | 13.8683 | 13.8683 | 13.8683
7 | 22 | 14 | 4863 | Sunday |  | Pwr_4863 |  | 13.8683 | 13.8683 | 13.8683
7 | 22 | 15 | 4864 | Sunday |  | Pwr_4864 |  | 13.8683 | 13.8683 | 13.8683
7 | 22 | 16 | 4865 | Sunday |  | Pwr_4865 |  | 13.8683 | 13.8683 | 13.8683
7 | 22 | 17 | 4866 | Sunday |  | Pwr_4866 |  | 13.8683 | 13.8683 | 13.8683
7 | 22 | 18 | 4867 | Sunday |  | Pwr_4867 |  | 13.8683 | 13.8683 | 13.8683
7 | 22 | 19 | 4868 | Sunday |  | Pwr_4868 |  | 13.8683 | 13.8683 | 13.8683
7 | 22 | 20 | 4869 | Sunday |  | Pwr_4869 |  | 13.8683 | 13.8683 | 13.8683
7 | 22 | 21 | 4870 | Sunday |  | Pwr_4870 |  | 13.8683 | 13.8683 | 13.8683
7 | 22 | 22 | 4871 | Sunday |  | Pwr_4871 |  | 13.8683 | 13.8683 | 13.8683
7 | 22 | 23 | 4872 | Sunday |  | Pwr_4872 |  | 13.8683 | 13.8683 | 13.8683
7 | 23 | 0 | 4873 | Yes |  | Pwr_4873 |  | 13.8683 | 13.8683 | 13.8683
7 | 23 | 1 | 4874 | Yes |  | Pwr_4874 |  | 13.8683 | 13.8683 | 13.8683
7 | 23 | 2 | 4875 | Yes |  | Pwr_4875 |  | 13.8683 | 13.8683 | 13.8683
7 | 23 | 3 | 4876 | Yes |  | Pwr_4876 |  | 13.8683 | 13.8683 | 13.8683
7 | 23 | 4 | 4877 | Yes |  | Pwr_4877 |  | 20.8025 | 20.8025 | 20.8025
7 | 23 | 5 | 4878 | Yes |  | Pwr_4878 |  | 31.2038 | 31.2038 | 31.2038
7 | 23 | 6 | 4879 | Yes |  | Pwr_4879 |  | 40.2182 | 40.2182 | 40.2182
7 | 23 | 7 | 4880 | Yes |  | Pwr_4880 |  | 48.5392 | 48.5392 | 48.5392
7 | 23 | 8 | 4881 | Yes |  | Pwr_4881 |  | 58.9405 | 58.9405 | 58.9405
7 | 23 | 9 | 4882 | Yes |  | Pwr_4882 |  | 71.422 | 71.422 | 71.422
7 | 23 | 10 | 4883 | Yes |  | Pwr_4883 |  | 68.6483 | 68.6483 | 68.6483
7 | 23 | 11 | 4884 | Yes |  | Pwr_4884 |  | 63.7944 | 63.7944 | 63.7944
7 | 23 | 12 | 4885 | Yes |  | Pwr_4885 |  | 65.8746 | 65.8746 | 65.8746
7 | 23 | 13 | 4886 | Yes |  | Pwr_4886 |  | 69.3417 | 69.3417 | 69.3417
7 | 23 | 14 | 4887 | Yes |  | Pwr_4887 |  | 70.7286 | 70.7286 | 70.7286
7 | 23 | 15 | 4888 | Yes |  | Pwr_4888 |  | 71.422 | 71.422 | 71.422
7 | 23 | 16 | 4889 | Yes |  | Pwr_4889 |  | 72.8088 | 72.8088 | 72.8088
7 | 23 | 17 | 4890 | Yes |  | Pwr_4890 |  | 58.9405 | 58.9405 | 58.9405
7 | 23 | 18 | 4891 | Yes |  | Pwr_4891 |  | 48.5392 | 48.5392 | 48.5392
7 | 23 | 19 | 4892 | Yes |  | Pwr_4892 |  | 38.1379 | 38.1379 | 38.1379
7 | 23 | 20 | 4893 | Yes |  | Pwr_4893 |  | 24.2696 | 24.2696 | 24.2696
7 | 23 | 21 | 4894 | Yes |  | Pwr_4894 |  | 13.8683 | 13.8683 | 13.8683
7 | 23 | 22 | 4895 | Yes |  | Pwr_4895 |  | 13.8683 | 13.8683 | 13.8683
7 | 23 | 23 | 4896 | Yes |  | Pwr_4896 |  | 13.8683 | 13.8683 | 13.8683
7 | 24 | 0 | 4897 | Yes |  | Pwr_4897 |  | 13.8683 | 13.8683 | 13.8683
7 | 24 | 1 | 4898 | Yes |  | Pwr_4898 |  | 13.8683 | 13.8683 | 13.8683
7 | 24 | 2 | 4899 | Yes |  | Pwr_4899 |  | 13.8683 | 13.8683 | 13.8683
7 | 24 | 3 | 4900 | Yes |  | Pwr_4900 |  | 13.8683 | 13.8683 | 13.8683
7 | 24 | 4 | 4901 | Yes |  | Pwr_4901 |  | 20.8025 | 20.8025 | 20.8025
7 | 24 | 5 | 4902 | Yes |  | Pwr_4902 |  | 31.2038 | 31.2038 | 31.2038
7 | 24 | 6 | 4903 | Yes |  | Pwr_4903 |  | 40.2182 | 40.2182 | 40.2182
7 | 24 | 7 | 4904 | Yes |  | Pwr_4904 |  | 48.5392 | 48.5392 | 48.5392
7 | 24 | 8 | 4905 | Yes |  | Pwr_4905 |  | 58.9405 | 58.9405 | 58.9405
7 | 24 | 9 | 4906 | Yes |  | Pwr_4906 |  | 71.422 | 71.422 | 71.422
7 | 24 | 10 | 4907 | Yes |  | Pwr_4907 |  | 68.6483 | 68.6483 | 68.6483
7 | 24 | 11 | 4908 | Yes |  | Pwr_4908 |  | 63.7944 | 63.7944 | 63.7944
7 | 24 | 12 | 4909 | Yes |  | Pwr_4909 |  | 65.8746 | 65.8746 | 65.8746
7 | 24 | 13 | 4910 | Yes |  | Pwr_4910 |  | 69.3417 | 69.3417 | 69.3417
7 | 24 | 14 | 4911 | Yes |  | Pwr_4911 |  | 70.7286 | 70.7286 | 70.7286
7 | 24 | 15 | 4912 | Yes |  | Pwr_4912 |  | 71.422 | 71.422 | 71.422
7 | 24 | 16 | 4913 | Yes |  | Pwr_4913 |  | 72.8088 | 72.8088 | 72.8088
7 | 24 | 17 | 4914 | Yes |  | Pwr_4914 |  | 58.9405 | 58.9405 | 58.9405
7 | 24 | 18 | 4915 | Yes |  | Pwr_4915 |  | 48.5392 | 48.5392 | 48.5392
7 | 24 | 19 | 4916 | Yes |  | Pwr_4916 |  | 38.1379 | 38.1379 | 38.1379
7 | 24 | 20 | 4917 | Yes |  | Pwr_4917 |  | 24.2696 | 24.2696 | 24.2696
7 | 24 | 21 | 4918 | Yes |  | Pwr_4918 |  | 13.8683 | 13.8683 | 13.8683
7 | 24 | 22 | 4919 | Yes |  | Pwr_4919 |  | 13.8683 | 13.8683 | 13.8683
7 | 24 | 23 | 4920 | Yes |  | Pwr_4920 |  | 13.8683 | 13.8683 | 13.8683
7 | 25 | 0 | 4921 | Yes |  | Pwr_4921 |  | 13.8683 | 13.8683 | 13.8683
7 | 25 | 1 | 4922 | Yes |  | Pwr_4922 |  | 13.8683 | 13.8683 | 13.8683
7 | 25 | 2 | 4923 | Yes |  | Pwr_4923 |  | 13.8683 | 13.8683 | 13.8683
7 | 25 | 3 | 4924 | Yes |  | Pwr_4924 |  | 13.8683 | 13.8683 | 13.8683
7 | 25 | 4 | 4925 | Yes |  | Pwr_4925 |  | 20.8025 | 20.8025 | 20.8025
7 | 25 | 5 | 4926 | Yes |  | Pwr_4926 |  | 31.2038 | 31.2038 | 31.2038
7 | 25 | 6 | 4927 | Yes |  | Pwr_4927 |  | 40.2182 | 40.2182 | 40.2182
7 | 25 | 7 | 4928 | Yes |  | Pwr_4928 |  | 48.5392 | 48.5392 | 48.5392
7 | 25 | 8 | 4929 | Yes |  | Pwr_4929 |  | 58.9405 | 58.9405 | 58.9405
7 | 25 | 9 | 4930 | Yes |  | Pwr_4930 |  | 71.422 | 71.422 | 71.422
7 | 25 | 10 | 4931 | Yes |  | Pwr_4931 |  | 68.6483 | 68.6483 | 68.6483
7 | 25 | 11 | 4932 | Yes |  | Pwr_4932 |  | 63.7944 | 63.7944 | 63.7944
7 | 25 | 12 | 4933 | Yes |  | Pwr_4933 |  | 65.8746 | 65.8746 | 65.8746
7 | 25 | 13 | 4934 | Yes |  | Pwr_4934 |  | 69.3417 | 69.3417 | 69.3417
7 | 25 | 14 | 4935 | Yes |  | Pwr_4935 |  | 70.7286 | 70.7286 | 70.7286
7 | 25 | 15 | 4936 | Yes |  | Pwr_4936 |  | 71.422 | 71.422 | 71.422
7 | 25 | 16 | 4937 | Yes |  | Pwr_4937 |  | 72.8088 | 72.8088 | 72.8088
7 | 25 | 17 | 4938 | Yes |  | Pwr_4938 |  | 58.9405 | 58.9405 | 58.9405
7 | 25 | 18 | 4939 | Yes |  | Pwr_4939 |  | 48.5392 | 48.5392 | 48.5392
7 | 25 | 19 | 4940 | Yes |  | Pwr_4940 |  | 38.1379 | 38.1379 | 38.1379
7 | 25 | 20 | 4941 | Yes |  | Pwr_4941 |  | 24.2696 | 24.2696 | 24.2696
7 | 25 | 21 | 4942 | Yes |  | Pwr_4942 |  | 13.8683 | 13.8683 | 13.8683
7 | 25 | 22 | 4943 | Yes |  | Pwr_4943 |  | 13.8683 | 13.8683 | 13.8683
7 | 25 | 23 | 4944 | Yes |  | Pwr_4944 |  | 13.8683 | 13.8683 | 13.8683
7 | 26 | 0 | 4945 | Yes |  | Pwr_4945 |  | 13.8683 | 13.8683 | 13.8683
7 | 26 | 1 | 4946 | Yes |  | Pwr_4946 |  | 13.8683 | 13.8683 | 13.8683
7 | 26 | 2 | 4947 | Yes |  | Pwr_4947 |  | 13.8683 | 13.8683 | 13.8683
7 | 26 | 3 | 4948 | Yes |  | Pwr_4948 |  | 13.8683 | 13.8683 | 13.8683
7 | 26 | 4 | 4949 | Yes |  | Pwr_4949 |  | 20.8025 | 20.8025 | 20.8025
7 | 26 | 5 | 4950 | Yes |  | Pwr_4950 |  | 31.2038 | 31.2038 | 31.2038
7 | 26 | 6 | 4951 | Yes |  | Pwr_4951 |  | 40.2182 | 40.2182 | 40.2182
7 | 26 | 7 | 4952 | Yes |  | Pwr_4952 |  | 48.5392 | 48.5392 | 48.5392
7 | 26 | 8 | 4953 | Yes |  | Pwr_4953 |  | 58.9405 | 58.9405 | 58.9405
7 | 26 | 9 | 4954 | Yes |  | Pwr_4954 |  | 71.422 | 71.422 | 71.422
7 | 26 | 10 | 4955 | Yes |  | Pwr_4955 |  | 68.6483 | 68.6483 | 68.6483
7 | 26 | 11 | 4956 | Yes |  | Pwr_4956 |  | 63.7944 | 63.7944 | 63.7944
7 | 26 | 12 | 4957 | Yes |  | Pwr_4957 |  | 65.8746 | 65.8746 | 65.8746
7 | 26 | 13 | 4958 | Yes |  | Pwr_4958 |  | 69.3417 | 69.3417 | 69.3417
7 | 26 | 14 | 4959 | Yes |  | Pwr_4959 |  | 70.7286 | 70.7286 | 70.7286
7 | 26 | 15 | 4960 | Yes |  | Pwr_4960 |  | 71.422 | 71.422 | 71.422
7 | 26 | 16 | 4961 | Yes |  | Pwr_4961 |  | 72.8088 | 72.8088 | 72.8088
7 | 26 | 17 | 4962 | Yes |  | Pwr_4962 |  | 58.9405 | 58.9405 | 58.9405
7 | 26 | 18 | 4963 | Yes |  | Pwr_4963 |  | 48.5392 | 48.5392 | 48.5392
7 | 26 | 19 | 4964 | Yes |  | Pwr_4964 |  | 38.1379 | 38.1379 | 38.1379
7 | 26 | 20 | 4965 | Yes |  | Pwr_4965 |  | 24.2696 | 24.2696 | 24.2696
7 | 26 | 21 | 4966 | Yes |  | Pwr_4966 |  | 13.8683 | 13.8683 | 13.8683
7 | 26 | 22 | 4967 | Yes |  | Pwr_4967 |  | 13.8683 | 13.8683 | 13.8683
7 | 26 | 23 | 4968 | Yes |  | Pwr_4968 |  | 13.8683 | 13.8683 | 13.8683
7 | 27 | 0 | 4969 | Yes |  | Pwr_4969 |  | 13.8683 | 13.8683 | 13.8683
7 | 27 | 1 | 4970 | Yes |  | Pwr_4970 |  | 13.8683 | 13.8683 | 13.8683
7 | 27 | 2 | 4971 | Yes |  | Pwr_4971 |  | 13.8683 | 13.8683 | 13.8683
7 | 27 | 3 | 4972 | Yes |  | Pwr_4972 |  | 13.8683 | 13.8683 | 13.8683
7 | 27 | 4 | 4973 | Yes |  | Pwr_4973 |  | 20.8025 | 20.8025 | 20.8025
7 | 27 | 5 | 4974 | Yes |  | Pwr_4974 |  | 31.2038 | 31.2038 | 31.2038
7 | 27 | 6 | 4975 | Yes |  | Pwr_4975 |  | 40.2182 | 40.2182 | 40.2182
7 | 27 | 7 | 4976 | Yes |  | Pwr_4976 |  | 48.5392 | 48.5392 | 48.5392
7 | 27 | 8 | 4977 | Yes |  | Pwr_4977 |  | 58.9405 | 58.9405 | 58.9405
7 | 27 | 9 | 4978 | Yes |  | Pwr_4978 |  | 71.422 | 71.422 | 71.422
7 | 27 | 10 | 4979 | Yes |  | Pwr_4979 |  | 68.6483 | 68.6483 | 68.6483
7 | 27 | 11 | 4980 | Yes |  | Pwr_4980 |  | 63.7944 | 63.7944 | 63.7944
7 | 27 | 12 | 4981 | Yes |  | Pwr_4981 |  | 65.8746 | 65.8746 | 65.8746
7 | 27 | 13 | 4982 | Yes |  | Pwr_4982 |  | 69.3417 | 69.3417 | 69.3417
7 | 27 | 14 | 4983 | Yes |  | Pwr_4983 |  | 70.7286 | 70.7286 | 70.7286
7 | 27 | 15 | 4984 | Yes |  | Pwr_4984 |  | 71.422 | 71.422 | 71.422
7 | 27 | 16 | 4985 | Yes |  | Pwr_4985 |  | 72.8088 | 72.8088 | 72.8088
7 | 27 | 17 | 4986 | Yes |  | Pwr_4986 |  | 58.9405 | 58.9405 | 58.9405
7 | 27 | 18 | 4987 | Yes |  | Pwr_4987 |  | 48.5392 | 48.5392 | 48.5392
7 | 27 | 19 | 4988 | Yes |  | Pwr_4988 |  | 38.1379 | 38.1379 | 38.1379
7 | 27 | 20 | 4989 | Yes |  | Pwr_4989 |  | 24.2696 | 24.2696 | 24.2696
7 | 27 | 21 | 4990 | Yes |  | Pwr_4990 |  | 13.8683 | 13.8683 | 13.8683
7 | 27 | 22 | 4991 | Yes |  | Pwr_4991 |  | 13.8683 | 13.8683 | 13.8683
7 | 27 | 23 | 4992 | Yes |  | Pwr_4992 |  | 13.8683 | 13.8683 | 13.8683
7 | 28 | 0 | 4993 | Saturday |  | Pwr_4993 |  | 13.8683 | 13.8683 | 13.8683
7 | 28 | 1 | 4994 | Saturday |  | Pwr_4994 |  | 13.8683 | 13.8683 | 13.8683
7 | 28 | 2 | 4995 | Saturday |  | Pwr_4995 |  | 13.8683 | 13.8683 | 13.8683
7 | 28 | 3 | 4996 | Saturday |  | Pwr_4996 |  | 13.8683 | 13.8683 | 13.8683
7 | 28 | 4 | 4997 | Saturday |  | Pwr_4997 |  | 13.8683 | 13.8683 | 13.8683
7 | 28 | 5 | 4998 | Saturday |  | Pwr_4998 |  | 13.8683 | 13.8683 | 13.8683
7 | 28 | 6 | 4999 | Saturday |  | Pwr_4999 |  | 13.8683 | 13.8683 | 13.8683
7 | 28 | 7 | 5000 | Saturday |  | Pwr_5000 |  | 13.8683 | 13.8683 | 13.8683
7 | 28 | 8 | 5001 | Saturday |  | Pwr_5001 |  | 13.8683 | 13.8683 | 13.8683
7 | 28 | 9 | 5002 | Saturday |  | Pwr_5002 |  | 13.8683 | 13.8683 | 13.8683
7 | 28 | 10 | 5003 | Saturday |  | Pwr_5003 |  | 13.8683 | 13.8683 | 13.8683
7 | 28 | 11 | 5004 | Saturday |  | Pwr_5004 |  | 13.8683 | 13.8683 | 13.8683
7 | 28 | 12 | 5005 | Saturday |  | Pwr_5005 |  | 13.8683 | 13.8683 | 13.8683
7 | 28 | 13 | 5006 | Saturday |  | Pwr_5006 |  | 13.8683 | 13.8683 | 13.8683
7 | 28 | 14 | 5007 | Saturday |  | Pwr_5007 |  | 13.8683 | 13.8683 | 13.8683
7 | 28 | 15 | 5008 | Saturday |  | Pwr_5008 |  | 13.8683 | 13.8683 | 13.8683
7 | 28 | 16 | 5009 | Saturday |  | Pwr_5009 |  | 13.8683 | 13.8683 | 13.8683
7 | 28 | 17 | 5010 | Saturday |  | Pwr_5010 |  | 13.8683 | 13.8683 | 13.8683
7 | 28 | 18 | 5011 | Saturday |  | Pwr_5011 |  | 13.8683 | 13.8683 | 13.8683
7 | 28 | 19 | 5012 | Saturday |  | Pwr_5012 |  | 13.8683 | 13.8683 | 13.8683
7 | 28 | 20 | 5013 | Saturday |  | Pwr_5013 |  | 13.8683 | 13.8683 | 13.8683
7 | 28 | 21 | 5014 | Saturday |  | Pwr_5014 |  | 13.8683 | 13.8683 | 13.8683
7 | 28 | 22 | 5015 | Saturday |  | Pwr_5015 |  | 13.8683 | 13.8683 | 13.8683
7 | 28 | 23 | 5016 | Saturday |  | Pwr_5016 |  | 13.8683 | 13.8683 | 13.8683
7 | 29 | 0 | 5017 | Sunday |  | Pwr_5017 |  | 13.8683 | 13.8683 | 13.8683
7 | 29 | 1 | 5018 | Sunday |  | Pwr_5018 |  | 13.8683 | 13.8683 | 13.8683
7 | 29 | 2 | 5019 | Sunday |  | Pwr_5019 |  | 13.8683 | 13.8683 | 13.8683
7 | 29 | 3 | 5020 | Sunday |  | Pwr_5020 |  | 13.8683 | 13.8683 | 13.8683
7 | 29 | 4 | 5021 | Sunday |  | Pwr_5021 |  | 13.8683 | 13.8683 | 13.8683
7 | 29 | 5 | 5022 | Sunday |  | Pwr_5022 |  | 13.8683 | 13.8683 | 13.8683
7 | 29 | 6 | 5023 | Sunday |  | Pwr_5023 |  | 13.8683 | 13.8683 | 13.8683
7 | 29 | 7 | 5024 | Sunday |  | Pwr_5024 |  | 13.8683 | 13.8683 | 13.8683
7 | 29 | 8 | 5025 | Sunday |  | Pwr_5025 |  | 13.8683 | 13.8683 | 13.8683
7 | 29 | 9 | 5026 | Sunday |  | Pwr_5026 |  | 13.8683 | 13.8683 | 13.8683
7 | 29 | 10 | 5027 | Sunday |  | Pwr_5027 |  | 13.8683 | 13.8683 | 13.8683
7 | 29 | 11 | 5028 | Sunday |  | Pwr_5028 |  | 13.8683 | 13.8683 | 13.8683
7 | 29 | 12 | 5029 | Sunday |  | Pwr_5029 |  | 13.8683 | 13.8683 | 13.8683
7 | 29 | 13 | 5030 | Sunday |  | Pwr_5030 |  | 13.8683 | 13.8683 | 13.8683
7 | 29 | 14 | 5031 | Sunday |  | Pwr_5031 |  | 13.8683 | 13.8683 | 13.8683
7 | 29 | 15 | 5032 | Sunday |  | Pwr_5032 |  | 13.8683 | 13.8683 | 13.8683
7 | 29 | 16 | 5033 | Sunday |  | Pwr_5033 |  | 13.8683 | 13.8683 | 13.8683
7 | 29 | 17 | 5034 | Sunday |  | Pwr_5034 |  | 13.8683 | 13.8683 | 13.8683
7 | 29 | 18 | 5035 | Sunday |  | Pwr_5035 |  | 13.8683 | 13.8683 | 13.8683
7 | 29 | 19 | 5036 | Sunday |  | Pwr_5036 |  | 13.8683 | 13.8683 | 13.8683
7 | 29 | 20 | 5037 | Sunday |  | Pwr_5037 |  | 13.8683 | 13.8683 | 13.8683
7 | 29 | 21 | 5038 | Sunday |  | Pwr_5038 |  | 13.8683 | 13.8683 | 13.8683
7 | 29 | 22 | 5039 | Sunday |  | Pwr_5039 |  | 13.8683 | 13.8683 | 13.8683
7 | 29 | 23 | 5040 | Sunday |  | Pwr_5040 |  | 13.8683 | 13.8683 | 13.8683
7 | 30 | 0 | 5041 | Yes |  | Pwr_5041 |  | 13.8683 | 13.8683 | 13.8683
7 | 30 | 1 | 5042 | Yes |  | Pwr_5042 |  | 13.8683 | 13.8683 | 13.8683
7 | 30 | 2 | 5043 | Yes |  | Pwr_5043 |  | 13.8683 | 13.8683 | 13.8683
7 | 30 | 3 | 5044 | Yes |  | Pwr_5044 |  | 13.8683 | 13.8683 | 13.8683
7 | 30 | 4 | 5045 | Yes |  | Pwr_5045 |  | 20.8025 | 20.8025 | 20.8025
7 | 30 | 5 | 5046 | Yes |  | Pwr_5046 |  | 31.2038 | 31.2038 | 31.2038
7 | 30 | 6 | 5047 | Yes |  | Pwr_5047 |  | 40.2182 | 40.2182 | 40.2182
7 | 30 | 7 | 5048 | Yes |  | Pwr_5048 |  | 48.5392 | 48.5392 | 48.5392
7 | 30 | 8 | 5049 | Yes |  | Pwr_5049 |  | 58.9405 | 58.9405 | 58.9405
7 | 30 | 9 | 5050 | Yes |  | Pwr_5050 |  | 71.422 | 71.422 | 71.422
7 | 30 | 10 | 5051 | Yes |  | Pwr_5051 |  | 68.6483 | 68.6483 | 68.6483
7 | 30 | 11 | 5052 | Yes |  | Pwr_5052 |  | 63.7944 | 63.7944 | 63.7944
7 | 30 | 12 | 5053 | Yes |  | Pwr_5053 |  | 65.8746 | 65.8746 | 65.8746
7 | 30 | 13 | 5054 | Yes |  | Pwr_5054 |  | 69.3417 | 69.3417 | 69.3417
7 | 30 | 14 | 5055 | Yes |  | Pwr_5055 |  | 70.7286 | 70.7286 | 70.7286
7 | 30 | 15 | 5056 | Yes |  | Pwr_5056 |  | 71.422 | 71.422 | 71.422
7 | 30 | 16 | 5057 | Yes |  | Pwr_5057 |  | 72.8088 | 72.8088 | 72.8088
7 | 30 | 17 | 5058 | Yes |  | Pwr_5058 |  | 58.9405 | 58.9405 | 58.9405
7 | 30 | 18 | 5059 | Yes |  | Pwr_5059 |  | 48.5392 | 48.5392 | 48.5392
7 | 30 | 19 | 5060 | Yes |  | Pwr_5060 |  | 38.1379 | 38.1379 | 38.1379
7 | 30 | 20 | 5061 | Yes |  | Pwr_5061 |  | 24.2696 | 24.2696 | 24.2696
7 | 30 | 21 | 5062 | Yes |  | Pwr_5062 |  | 13.8683 | 13.8683 | 13.8683
7 | 30 | 22 | 5063 | Yes |  | Pwr_5063 |  | 13.8683 | 13.8683 | 13.8683
7 | 30 | 23 | 5064 | Yes |  | Pwr_5064 |  | 13.8683 | 13.8683 | 13.8683
7 | 31 | 0 | 5065 | Yes |  | Pwr_5065 |  | 13.8683 | 13.8683 | 13.8683
7 | 31 | 1 | 5066 | Yes |  | Pwr_5066 |  | 13.8683 | 13.8683 | 13.8683
7 | 31 | 2 | 5067 | Yes |  | Pwr_5067 |  | 13.8683 | 13.8683 | 13.8683
7 | 31 | 3 | 5068 | Yes |  | Pwr_5068 |  | 13.8683 | 13.8683 | 13.8683
7 | 31 | 4 | 5069 | Yes |  | Pwr_5069 |  | 20.8025 | 20.8025 | 20.8025
7 | 31 | 5 | 5070 | Yes |  | Pwr_5070 |  | 31.2038 | 31.2038 | 31.2038
7 | 31 | 6 | 5071 | Yes |  | Pwr_5071 |  | 40.2182 | 40.2182 | 40.2182
7 | 31 | 7 | 5072 | Yes |  | Pwr_5072 |  | 48.5392 | 48.5392 | 48.5392
7 | 31 | 8 | 5073 | Yes |  | Pwr_5073 |  | 58.9405 | 58.9405 | 58.9405
7 | 31 | 9 | 5074 | Yes |  | Pwr_5074 |  | 71.422 | 71.422 | 71.422
7 | 31 | 10 | 5075 | Yes |  | Pwr_5075 |  | 68.6483 | 68.6483 | 68.6483
7 | 31 | 11 | 5076 | Yes |  | Pwr_5076 |  | 63.7944 | 63.7944 | 63.7944
7 | 31 | 12 | 5077 | Yes |  | Pwr_5077 |  | 65.8746 | 65.8746 | 65.8746
7 | 31 | 13 | 5078 | Yes |  | Pwr_5078 |  | 69.3417 | 69.3417 | 69.3417
7 | 31 | 14 | 5079 | Yes |  | Pwr_5079 |  | 70.7286 | 70.7286 | 70.7286
7 | 31 | 15 | 5080 | Yes |  | Pwr_5080 |  | 71.422 | 71.422 | 71.422
7 | 31 | 16 | 5081 | Yes |  | Pwr_5081 |  | 72.8088 | 72.8088 | 72.8088
7 | 31 | 17 | 5082 | Yes |  | Pwr_5082 |  | 58.9405 | 58.9405 | 58.9405
7 | 31 | 18 | 5083 | Yes |  | Pwr_5083 |  | 48.5392 | 48.5392 | 48.5392
7 | 31 | 19 | 5084 | Yes |  | Pwr_5084 |  | 38.1379 | 38.1379 | 38.1379
7 | 31 | 20 | 5085 | Yes |  | Pwr_5085 |  | 24.2696 | 24.2696 | 24.2696
7 | 31 | 21 | 5086 | Yes |  | Pwr_5086 |  | 13.8683 | 13.8683 | 13.8683
7 | 31 | 22 | 5087 | Yes |  | Pwr_5087 |  | 13.8683 | 13.8683 | 13.8683
7 | 31 | 23 | 5088 | Yes |  | Pwr_5088 |  | 13.8683 | 13.8683 | 13.8683
8 | 1 | 0 | 5089 | Sunday |  | Pwr_5089 |  | 13.8683 | 13.8683 | 13.8683
8 | 1 | 1 | 5090 | Sunday |  | Pwr_5090 |  | 13.8683 | 13.8683 | 13.8683
8 | 1 | 2 | 5091 | Sunday |  | Pwr_5091 |  | 13.8683 | 13.8683 | 13.8683
8 | 1 | 3 | 5092 | Sunday |  | Pwr_5092 |  | 13.8683 | 13.8683 | 13.8683
8 | 1 | 4 | 5093 | Sunday |  | Pwr_5093 |  | 20.8025 | 20.8025 | 20.8025
8 | 1 | 5 | 5094 | Sunday |  | Pwr_5094 |  | 31.2038 | 31.2038 | 31.2038
8 | 1 | 6 | 5095 | Sunday |  | Pwr_5095 |  | 40.2182 | 40.2182 | 40.2182
8 | 1 | 7 | 5096 | Sunday |  | Pwr_5096 |  | 48.5392 | 48.5392 | 48.5392
8 | 1 | 8 | 5097 | Sunday |  | Pwr_5097 |  | 58.9405 | 58.9405 | 58.9405
8 | 1 | 9 | 5098 | Sunday |  | Pwr_5098 |  | 71.422 | 71.422 | 71.422
8 | 1 | 10 | 5099 | Sunday |  | Pwr_5099 |  | 68.6483 | 68.6483 | 68.6483
8 | 1 | 11 | 5100 | Sunday |  | Pwr_5100 |  | 63.7944 | 63.7944 | 63.7944
8 | 1 | 12 | 5101 | Sunday |  | Pwr_5101 |  | 65.8746 | 65.8746 | 65.8746
8 | 1 | 13 | 5102 | Sunday |  | Pwr_5102 |  | 69.3417 | 69.3417 | 69.3417
8 | 1 | 14 | 5103 | Sunday |  | Pwr_5103 |  | 70.7286 | 70.7286 | 70.7286
8 | 1 | 15 | 5104 | Sunday |  | Pwr_5104 |  | 71.422 | 71.422 | 71.422
8 | 1 | 16 | 5105 | Sunday |  | Pwr_5105 |  | 72.8088 | 72.8088 | 72.8088
8 | 1 | 17 | 5106 | Sunday |  | Pwr_5106 |  | 58.9405 | 58.9405 | 58.9405
8 | 1 | 18 | 5107 | Sunday |  | Pwr_5107 |  | 48.5392 | 48.5392 | 48.5392
8 | 1 | 19 | 5108 | Sunday |  | Pwr_5108 |  | 38.1379 | 38.1379 | 38.1379
8 | 1 | 20 | 5109 | Sunday |  | Pwr_5109 |  | 24.2696 | 24.2696 | 24.2696
8 | 1 | 21 | 5110 | Sunday |  | Pwr_5110 |  | 13.8683 | 13.8683 | 13.8683
8 | 1 | 22 | 5111 | Sunday |  | Pwr_5111 |  | 13.8683 | 13.8683 | 13.8683
8 | 1 | 23 | 5112 | Sunday |  | Pwr_5112 |  | 13.8683 | 13.8683 | 13.8683
8 | 2 | 0 | 5113 | Yes |  | Pwr_5113 |  | 13.8683 | 13.8683 | 13.8683
8 | 2 | 1 | 5114 | Yes |  | Pwr_5114 |  | 13.8683 | 13.8683 | 13.8683
8 | 2 | 2 | 5115 | Yes |  | Pwr_5115 |  | 13.8683 | 13.8683 | 13.8683
8 | 2 | 3 | 5116 | Yes |  | Pwr_5116 |  | 13.8683 | 13.8683 | 13.8683
8 | 2 | 4 | 5117 | Yes |  | Pwr_5117 |  | 20.8025 | 20.8025 | 20.8025
8 | 2 | 5 | 5118 | Yes |  | Pwr_5118 |  | 31.2038 | 31.2038 | 31.2038
8 | 2 | 6 | 5119 | Yes |  | Pwr_5119 |  | 40.2182 | 40.2182 | 40.2182
8 | 2 | 7 | 5120 | Yes |  | Pwr_5120 |  | 48.5392 | 48.5392 | 48.5392
8 | 2 | 8 | 5121 | Yes |  | Pwr_5121 |  | 58.9405 | 58.9405 | 58.9405
8 | 2 | 9 | 5122 | Yes |  | Pwr_5122 |  | 71.422 | 71.422 | 71.422
8 | 2 | 10 | 5123 | Yes |  | Pwr_5123 |  | 68.6483 | 68.6483 | 68.6483
8 | 2 | 11 | 5124 | Yes |  | Pwr_5124 |  | 63.7944 | 63.7944 | 63.7944
8 | 2 | 12 | 5125 | Yes |  | Pwr_5125 |  | 65.8746 | 65.8746 | 65.8746
8 | 2 | 13 | 5126 | Yes |  | Pwr_5126 |  | 69.3417 | 69.3417 | 69.3417
8 | 2 | 14 | 5127 | Yes |  | Pwr_5127 |  | 70.7286 | 70.7286 | 70.7286
8 | 2 | 15 | 5128 | Yes |  | Pwr_5128 |  | 71.422 | 71.422 | 71.422
8 | 2 | 16 | 5129 | Yes |  | Pwr_5129 |  | 72.8088 | 72.8088 | 72.8088
8 | 2 | 17 | 5130 | Yes |  | Pwr_5130 |  | 58.9405 | 58.9405 | 58.9405
8 | 2 | 18 | 5131 | Yes |  | Pwr_5131 |  | 48.5392 | 48.5392 | 48.5392
8 | 2 | 19 | 5132 | Yes |  | Pwr_5132 |  | 38.1379 | 38.1379 | 38.1379
8 | 2 | 20 | 5133 | Yes |  | Pwr_5133 |  | 24.2696 | 24.2696 | 24.2696
8 | 2 | 21 | 5134 | Yes |  | Pwr_5134 |  | 13.8683 | 13.8683 | 13.8683
8 | 2 | 22 | 5135 | Yes |  | Pwr_5135 |  | 13.8683 | 13.8683 | 13.8683
8 | 2 | 23 | 5136 | Yes |  | Pwr_5136 |  | 13.8683 | 13.8683 | 13.8683
8 | 3 | 0 | 5137 | Yes |  | Pwr_5137 |  | 13.8683 | 13.8683 | 13.8683
8 | 3 | 1 | 5138 | Yes |  | Pwr_5138 |  | 13.8683 | 13.8683 | 13.8683
8 | 3 | 2 | 5139 | Yes |  | Pwr_5139 |  | 13.8683 | 13.8683 | 13.8683
8 | 3 | 3 | 5140 | Yes |  | Pwr_5140 |  | 13.8683 | 13.8683 | 13.8683
8 | 3 | 4 | 5141 | Yes |  | Pwr_5141 |  | 20.8025 | 20.8025 | 20.8025
8 | 3 | 5 | 5142 | Yes |  | Pwr_5142 |  | 31.2038 | 31.2038 | 31.2038
8 | 3 | 6 | 5143 | Yes |  | Pwr_5143 |  | 40.2182 | 40.2182 | 40.2182
8 | 3 | 7 | 5144 | Yes |  | Pwr_5144 |  | 48.5392 | 48.5392 | 48.5392
8 | 3 | 8 | 5145 | Yes |  | Pwr_5145 |  | 58.9405 | 58.9405 | 58.9405
8 | 3 | 9 | 5146 | Yes |  | Pwr_5146 |  | 71.422 | 71.422 | 71.422
8 | 3 | 10 | 5147 | Yes |  | Pwr_5147 |  | 68.6483 | 68.6483 | 68.6483
8 | 3 | 11 | 5148 | Yes |  | Pwr_5148 |  | 63.7944 | 63.7944 | 63.7944
8 | 3 | 12 | 5149 | Yes |  | Pwr_5149 |  | 65.8746 | 65.8746 | 65.8746
8 | 3 | 13 | 5150 | Yes |  | Pwr_5150 |  | 69.3417 | 69.3417 | 69.3417
8 | 3 | 14 | 5151 | Yes |  | Pwr_5151 |  | 70.7286 | 70.7286 | 70.7286
8 | 3 | 15 | 5152 | Yes |  | Pwr_5152 |  | 71.422 | 71.422 | 71.422
8 | 3 | 16 | 5153 | Yes |  | Pwr_5153 |  | 72.8088 | 72.8088 | 72.8088
8 | 3 | 17 | 5154 | Yes |  | Pwr_5154 |  | 58.9405 | 58.9405 | 58.9405
8 | 3 | 18 | 5155 | Yes |  | Pwr_5155 |  | 48.5392 | 48.5392 | 48.5392
8 | 3 | 19 | 5156 | Yes |  | Pwr_5156 |  | 38.1379 | 38.1379 | 38.1379
8 | 3 | 20 | 5157 | Yes |  | Pwr_5157 |  | 24.2696 | 24.2696 | 24.2696
8 | 3 | 21 | 5158 | Yes |  | Pwr_5158 |  | 13.8683 | 13.8683 | 13.8683
8 | 3 | 22 | 5159 | Yes |  | Pwr_5159 |  | 13.8683 | 13.8683 | 13.8683
8 | 3 | 23 | 5160 | Yes |  | Pwr_5160 |  | 13.8683 | 13.8683 | 13.8683
8 | 4 | 0 | 5161 | Yes |  | Pwr_5161 |  | 13.8683 | 13.8683 | 13.8683
8 | 4 | 1 | 5162 | Yes |  | Pwr_5162 |  | 13.8683 | 13.8683 | 13.8683
8 | 4 | 2 | 5163 | Yes |  | Pwr_5163 |  | 13.8683 | 13.8683 | 13.8683
8 | 4 | 3 | 5164 | Yes |  | Pwr_5164 |  | 13.8683 | 13.8683 | 13.8683
8 | 4 | 4 | 5165 | Yes |  | Pwr_5165 |  | 13.8683 | 13.8683 | 13.8683
8 | 4 | 5 | 5166 | Yes |  | Pwr_5166 |  | 13.8683 | 13.8683 | 13.8683
8 | 4 | 6 | 5167 | Yes |  | Pwr_5167 |  | 13.8683 | 13.8683 | 13.8683
8 | 4 | 7 | 5168 | Yes |  | Pwr_5168 |  | 13.8683 | 13.8683 | 13.8683
8 | 4 | 8 | 5169 | Yes |  | Pwr_5169 |  | 13.8683 | 13.8683 | 13.8683
8 | 4 | 9 | 5170 | Yes |  | Pwr_5170 |  | 13.8683 | 13.8683 | 13.8683
8 | 4 | 10 | 5171 | Yes |  | Pwr_5171 |  | 13.8683 | 13.8683 | 13.8683
8 | 4 | 11 | 5172 | Yes |  | Pwr_5172 |  | 13.8683 | 13.8683 | 13.8683
8 | 4 | 12 | 5173 | Yes |  | Pwr_5173 |  | 13.8683 | 13.8683 | 13.8683
8 | 4 | 13 | 5174 | Yes |  | Pwr_5174 |  | 13.8683 | 13.8683 | 13.8683
8 | 4 | 14 | 5175 | Yes |  | Pwr_5175 |  | 13.8683 | 13.8683 | 13.8683
8 | 4 | 15 | 5176 | Yes |  | Pwr_5176 |  | 13.8683 | 13.8683 | 13.8683
8 | 4 | 16 | 5177 | Yes |  | Pwr_5177 |  | 13.8683 | 13.8683 | 13.8683
8 | 4 | 17 | 5178 | Yes |  | Pwr_5178 |  | 13.8683 | 13.8683 | 13.8683
8 | 4 | 18 | 5179 | Yes |  | Pwr_5179 |  | 13.8683 | 13.8683 | 13.8683
8 | 4 | 19 | 5180 | Yes |  | Pwr_5180 |  | 13.8683 | 13.8683 | 13.8683
8 | 4 | 20 | 5181 | Yes |  | Pwr_5181 |  | 13.8683 | 13.8683 | 13.8683
8 | 4 | 21 | 5182 | Yes |  | Pwr_5182 |  | 13.8683 | 13.8683 | 13.8683
8 | 4 | 22 | 5183 | Yes |  | Pwr_5183 |  | 13.8683 | 13.8683 | 13.8683
8 | 4 | 23 | 5184 | Yes |  | Pwr_5184 |  | 13.8683 | 13.8683 | 13.8683
8 | 5 | 0 | 5185 | Yes |  | Pwr_5185 |  | 13.8683 | 13.8683 | 13.8683
8 | 5 | 1 | 5186 | Yes |  | Pwr_5186 |  | 13.8683 | 13.8683 | 13.8683
8 | 5 | 2 | 5187 | Yes |  | Pwr_5187 |  | 13.8683 | 13.8683 | 13.8683
8 | 5 | 3 | 5188 | Yes |  | Pwr_5188 |  | 13.8683 | 13.8683 | 13.8683
8 | 5 | 4 | 5189 | Yes |  | Pwr_5189 |  | 13.8683 | 13.8683 | 13.8683
8 | 5 | 5 | 5190 | Yes |  | Pwr_5190 |  | 13.8683 | 13.8683 | 13.8683
8 | 5 | 6 | 5191 | Yes |  | Pwr_5191 |  | 13.8683 | 13.8683 | 13.8683
8 | 5 | 7 | 5192 | Yes |  | Pwr_5192 |  | 13.8683 | 13.8683 | 13.8683
8 | 5 | 8 | 5193 | Yes |  | Pwr_5193 |  | 13.8683 | 13.8683 | 13.8683
8 | 5 | 9 | 5194 | Yes |  | Pwr_5194 |  | 13.8683 | 13.8683 | 13.8683
8 | 5 | 10 | 5195 | Yes |  | Pwr_5195 |  | 13.8683 | 13.8683 | 13.8683
8 | 5 | 11 | 5196 | Yes |  | Pwr_5196 |  | 13.8683 | 13.8683 | 13.8683
8 | 5 | 12 | 5197 | Yes |  | Pwr_5197 |  | 13.8683 | 13.8683 | 13.8683
8 | 5 | 13 | 5198 | Yes |  | Pwr_5198 |  | 13.8683 | 13.8683 | 13.8683
8 | 5 | 14 | 5199 | Yes |  | Pwr_5199 |  | 13.8683 | 13.8683 | 13.8683
8 | 5 | 15 | 5200 | Yes |  | Pwr_5200 |  | 13.8683 | 13.8683 | 13.8683
8 | 5 | 16 | 5201 | Yes |  | Pwr_5201 |  | 13.8683 | 13.8683 | 13.8683
8 | 5 | 17 | 5202 | Yes |  | Pwr_5202 |  | 13.8683 | 13.8683 | 13.8683
8 | 5 | 18 | 5203 | Yes |  | Pwr_5203 |  | 13.8683 | 13.8683 | 13.8683
8 | 5 | 19 | 5204 | Yes |  | Pwr_5204 |  | 13.8683 | 13.8683 | 13.8683
8 | 5 | 20 | 5205 | Yes |  | Pwr_5205 |  | 13.8683 | 13.8683 | 13.8683
8 | 5 | 21 | 5206 | Yes |  | Pwr_5206 |  | 13.8683 | 13.8683 | 13.8683
8 | 5 | 22 | 5207 | Yes |  | Pwr_5207 |  | 13.8683 | 13.8683 | 13.8683
8 | 5 | 23 | 5208 | Yes |  | Pwr_5208 |  | 13.8683 | 13.8683 | 13.8683
8 | 6 | 0 | 5209 | Yes |  | Pwr_5209 |  | 13.8683 | 13.8683 | 13.8683
8 | 6 | 1 | 5210 | Yes |  | Pwr_5210 |  | 13.8683 | 13.8683 | 13.8683
8 | 6 | 2 | 5211 | Yes |  | Pwr_5211 |  | 13.8683 | 13.8683 | 13.8683
8 | 6 | 3 | 5212 | Yes |  | Pwr_5212 |  | 13.8683 | 13.8683 | 13.8683
8 | 6 | 4 | 5213 | Yes |  | Pwr_5213 |  | 20.8025 | 20.8025 | 20.8025
8 | 6 | 5 | 5214 | Yes |  | Pwr_5214 |  | 31.2038 | 31.2038 | 31.2038
8 | 6 | 6 | 5215 | Yes |  | Pwr_5215 |  | 40.2182 | 40.2182 | 40.2182
8 | 6 | 7 | 5216 | Yes |  | Pwr_5216 |  | 48.5392 | 48.5392 | 48.5392
8 | 6 | 8 | 5217 | Yes |  | Pwr_5217 |  | 58.9405 | 58.9405 | 58.9405
8 | 6 | 9 | 5218 | Yes |  | Pwr_5218 |  | 71.422 | 71.422 | 71.422
8 | 6 | 10 | 5219 | Yes |  | Pwr_5219 |  | 68.6483 | 68.6483 | 68.6483
8 | 6 | 11 | 5220 | Yes |  | Pwr_5220 |  | 63.7944 | 63.7944 | 63.7944
8 | 6 | 12 | 5221 | Yes |  | Pwr_5221 |  | 65.8746 | 65.8746 | 65.8746
8 | 6 | 13 | 5222 | Yes |  | Pwr_5222 |  | 69.3417 | 69.3417 | 69.3417
8 | 6 | 14 | 5223 | Yes |  | Pwr_5223 |  | 70.7286 | 70.7286 | 70.7286
8 | 6 | 15 | 5224 | Yes |  | Pwr_5224 |  | 71.422 | 71.422 | 71.422
8 | 6 | 16 | 5225 | Yes |  | Pwr_5225 |  | 72.8088 | 72.8088 | 72.8088
8 | 6 | 17 | 5226 | Yes |  | Pwr_5226 |  | 58.9405 | 58.9405 | 58.9405
8 | 6 | 18 | 5227 | Yes |  | Pwr_5227 |  | 48.5392 | 48.5392 | 48.5392
8 | 6 | 19 | 5228 | Yes |  | Pwr_5228 |  | 38.1379 | 38.1379 | 38.1379
8 | 6 | 20 | 5229 | Yes |  | Pwr_5229 |  | 24.2696 | 24.2696 | 24.2696
8 | 6 | 21 | 5230 | Yes |  | Pwr_5230 |  | 13.8683 | 13.8683 | 13.8683
8 | 6 | 22 | 5231 | Yes |  | Pwr_5231 |  | 13.8683 | 13.8683 | 13.8683
8 | 6 | 23 | 5232 | Yes |  | Pwr_5232 |  | 13.8683 | 13.8683 | 13.8683
8 | 7 | 0 | 5233 | Saturday |  | Pwr_5233 |  | 13.8683 | 13.8683 | 13.8683
8 | 7 | 1 | 5234 | Saturday |  | Pwr_5234 |  | 13.8683 | 13.8683 | 13.8683
8 | 7 | 2 | 5235 | Saturday |  | Pwr_5235 |  | 13.8683 | 13.8683 | 13.8683
8 | 7 | 3 | 5236 | Saturday |  | Pwr_5236 |  | 13.8683 | 13.8683 | 13.8683
8 | 7 | 4 | 5237 | Saturday |  | Pwr_5237 |  | 20.8025 | 20.8025 | 20.8025
8 | 7 | 5 | 5238 | Saturday |  | Pwr_5238 |  | 31.2038 | 31.2038 | 31.2038
8 | 7 | 6 | 5239 | Saturday |  | Pwr_5239 |  | 40.2182 | 40.2182 | 40.2182
8 | 7 | 7 | 5240 | Saturday |  | Pwr_5240 |  | 48.5392 | 48.5392 | 48.5392
8 | 7 | 8 | 5241 | Saturday |  | Pwr_5241 |  | 58.9405 | 58.9405 | 58.9405
8 | 7 | 9 | 5242 | Saturday |  | Pwr_5242 |  | 71.422 | 71.422 | 71.422
8 | 7 | 10 | 5243 | Saturday |  | Pwr_5243 |  | 68.6483 | 68.6483 | 68.6483
8 | 7 | 11 | 5244 | Saturday |  | Pwr_5244 |  | 63.7944 | 63.7944 | 63.7944
8 | 7 | 12 | 5245 | Saturday |  | Pwr_5245 |  | 65.8746 | 65.8746 | 65.8746
8 | 7 | 13 | 5246 | Saturday |  | Pwr_5246 |  | 69.3417 | 69.3417 | 69.3417
8 | 7 | 14 | 5247 | Saturday |  | Pwr_5247 |  | 70.7286 | 70.7286 | 70.7286
8 | 7 | 15 | 5248 | Saturday |  | Pwr_5248 |  | 71.422 | 71.422 | 71.422
8 | 7 | 16 | 5249 | Saturday |  | Pwr_5249 |  | 72.8088 | 72.8088 | 72.8088
8 | 7 | 17 | 5250 | Saturday |  | Pwr_5250 |  | 58.9405 | 58.9405 | 58.9405
8 | 7 | 18 | 5251 | Saturday |  | Pwr_5251 |  | 48.5392 | 48.5392 | 48.5392
8 | 7 | 19 | 5252 | Saturday |  | Pwr_5252 |  | 38.1379 | 38.1379 | 38.1379
8 | 7 | 20 | 5253 | Saturday |  | Pwr_5253 |  | 24.2696 | 24.2696 | 24.2696
8 | 7 | 21 | 5254 | Saturday |  | Pwr_5254 |  | 13.8683 | 13.8683 | 13.8683
8 | 7 | 22 | 5255 | Saturday |  | Pwr_5255 |  | 13.8683 | 13.8683 | 13.8683
8 | 7 | 23 | 5256 | Saturday |  | Pwr_5256 |  | 13.8683 | 13.8683 | 13.8683
8 | 8 | 0 | 5257 | Sunday |  | Pwr_5257 |  | 13.8683 | 13.8683 | 13.8683
8 | 8 | 1 | 5258 | Sunday |  | Pwr_5258 |  | 13.8683 | 13.8683 | 13.8683
8 | 8 | 2 | 5259 | Sunday |  | Pwr_5259 |  | 13.8683 | 13.8683 | 13.8683
8 | 8 | 3 | 5260 | Sunday |  | Pwr_5260 |  | 13.8683 | 13.8683 | 13.8683
8 | 8 | 4 | 5261 | Sunday |  | Pwr_5261 |  | 20.8025 | 20.8025 | 20.8025
8 | 8 | 5 | 5262 | Sunday |  | Pwr_5262 |  | 31.2038 | 31.2038 | 31.2038
8 | 8 | 6 | 5263 | Sunday |  | Pwr_5263 |  | 40.2182 | 40.2182 | 40.2182
8 | 8 | 7 | 5264 | Sunday |  | Pwr_5264 |  | 48.5392 | 48.5392 | 48.5392
8 | 8 | 8 | 5265 | Sunday |  | Pwr_5265 |  | 58.9405 | 58.9405 | 58.9405
8 | 8 | 9 | 5266 | Sunday |  | Pwr_5266 |  | 71.422 | 71.422 | 71.422
8 | 8 | 10 | 5267 | Sunday |  | Pwr_5267 |  | 68.6483 | 68.6483 | 68.6483
8 | 8 | 11 | 5268 | Sunday |  | Pwr_5268 |  | 63.7944 | 63.7944 | 63.7944
8 | 8 | 12 | 5269 | Sunday |  | Pwr_5269 |  | 65.8746 | 65.8746 | 65.8746
8 | 8 | 13 | 5270 | Sunday |  | Pwr_5270 |  | 69.3417 | 69.3417 | 69.3417
8 | 8 | 14 | 5271 | Sunday |  | Pwr_5271 |  | 70.7286 | 70.7286 | 70.7286
8 | 8 | 15 | 5272 | Sunday |  | Pwr_5272 |  | 71.422 | 71.422 | 71.422
8 | 8 | 16 | 5273 | Sunday |  | Pwr_5273 |  | 72.8088 | 72.8088 | 72.8088
8 | 8 | 17 | 5274 | Sunday |  | Pwr_5274 |  | 58.9405 | 58.9405 | 58.9405
8 | 8 | 18 | 5275 | Sunday |  | Pwr_5275 |  | 48.5392 | 48.5392 | 48.5392
8 | 8 | 19 | 5276 | Sunday |  | Pwr_5276 |  | 38.1379 | 38.1379 | 38.1379
8 | 8 | 20 | 5277 | Sunday |  | Pwr_5277 |  | 24.2696 | 24.2696 | 24.2696
8 | 8 | 21 | 5278 | Sunday |  | Pwr_5278 |  | 13.8683 | 13.8683 | 13.8683
8 | 8 | 22 | 5279 | Sunday |  | Pwr_5279 |  | 13.8683 | 13.8683 | 13.8683
8 | 8 | 23 | 5280 | Sunday |  | Pwr_5280 |  | 13.8683 | 13.8683 | 13.8683
8 | 9 | 0 | 5281 | Yes |  | Pwr_5281 |  | 13.8683 | 13.8683 | 13.8683
8 | 9 | 1 | 5282 | Yes |  | Pwr_5282 |  | 13.8683 | 13.8683 | 13.8683
8 | 9 | 2 | 5283 | Yes |  | Pwr_5283 |  | 13.8683 | 13.8683 | 13.8683
8 | 9 | 3 | 5284 | Yes |  | Pwr_5284 |  | 13.8683 | 13.8683 | 13.8683
8 | 9 | 4 | 5285 | Yes |  | Pwr_5285 |  | 20.8025 | 20.8025 | 20.8025
8 | 9 | 5 | 5286 | Yes |  | Pwr_5286 |  | 31.2038 | 31.2038 | 31.2038
8 | 9 | 6 | 5287 | Yes |  | Pwr_5287 |  | 40.2182 | 40.2182 | 40.2182
8 | 9 | 7 | 5288 | Yes |  | Pwr_5288 |  | 48.5392 | 48.5392 | 48.5392
8 | 9 | 8 | 5289 | Yes |  | Pwr_5289 |  | 58.9405 | 58.9405 | 58.9405
8 | 9 | 9 | 5290 | Yes |  | Pwr_5290 |  | 71.422 | 71.422 | 71.422
8 | 9 | 10 | 5291 | Yes |  | Pwr_5291 |  | 68.6483 | 68.6483 | 68.6483
8 | 9 | 11 | 5292 | Yes |  | Pwr_5292 |  | 63.7944 | 63.7944 | 63.7944
8 | 9 | 12 | 5293 | Yes |  | Pwr_5293 |  | 65.8746 | 65.8746 | 65.8746
8 | 9 | 13 | 5294 | Yes |  | Pwr_5294 |  | 69.3417 | 69.3417 | 69.3417
8 | 9 | 14 | 5295 | Yes |  | Pwr_5295 |  | 70.7286 | 70.7286 | 70.7286
8 | 9 | 15 | 5296 | Yes |  | Pwr_5296 |  | 71.422 | 71.422 | 71.422
8 | 9 | 16 | 5297 | Yes |  | Pwr_5297 |  | 72.8088 | 72.8088 | 72.8088
8 | 9 | 17 | 5298 | Yes |  | Pwr_5298 |  | 58.9405 | 58.9405 | 58.9405
8 | 9 | 18 | 5299 | Yes |  | Pwr_5299 |  | 48.5392 | 48.5392 | 48.5392
8 | 9 | 19 | 5300 | Yes |  | Pwr_5300 |  | 38.1379 | 38.1379 | 38.1379
8 | 9 | 20 | 5301 | Yes |  | Pwr_5301 |  | 24.2696 | 24.2696 | 24.2696
8 | 9 | 21 | 5302 | Yes |  | Pwr_5302 |  | 13.8683 | 13.8683 | 13.8683
8 | 9 | 22 | 5303 | Yes |  | Pwr_5303 |  | 13.8683 | 13.8683 | 13.8683
8 | 9 | 23 | 5304 | Yes |  | Pwr_5304 |  | 13.8683 | 13.8683 | 13.8683
8 | 10 | 0 | 5305 | Yes |  | Pwr_5305 |  | 13.8683 | 13.8683 | 13.8683
8 | 10 | 1 | 5306 | Yes |  | Pwr_5306 |  | 13.8683 | 13.8683 | 13.8683
8 | 10 | 2 | 5307 | Yes |  | Pwr_5307 |  | 13.8683 | 13.8683 | 13.8683
8 | 10 | 3 | 5308 | Yes |  | Pwr_5308 |  | 13.8683 | 13.8683 | 13.8683
8 | 10 | 4 | 5309 | Yes |  | Pwr_5309 |  | 20.8025 | 20.8025 | 20.8025
8 | 10 | 5 | 5310 | Yes |  | Pwr_5310 |  | 31.2038 | 31.2038 | 31.2038
8 | 10 | 6 | 5311 | Yes |  | Pwr_5311 |  | 40.2182 | 40.2182 | 40.2182
8 | 10 | 7 | 5312 | Yes |  | Pwr_5312 |  | 48.5392 | 48.5392 | 48.5392
8 | 10 | 8 | 5313 | Yes |  | Pwr_5313 |  | 58.9405 | 58.9405 | 58.9405
8 | 10 | 9 | 5314 | Yes |  | Pwr_5314 |  | 71.422 | 71.422 | 71.422
8 | 10 | 10 | 5315 | Yes |  | Pwr_5315 |  | 68.6483 | 68.6483 | 68.6483
8 | 10 | 11 | 5316 | Yes |  | Pwr_5316 |  | 63.7944 | 63.7944 | 63.7944
8 | 10 | 12 | 5317 | Yes |  | Pwr_5317 |  | 65.8746 | 65.8746 | 65.8746
8 | 10 | 13 | 5318 | Yes |  | Pwr_5318 |  | 69.3417 | 69.3417 | 69.3417
8 | 10 | 14 | 5319 | Yes |  | Pwr_5319 |  | 70.7286 | 70.7286 | 70.7286
8 | 10 | 15 | 5320 | Yes |  | Pwr_5320 |  | 71.422 | 71.422 | 71.422
8 | 10 | 16 | 5321 | Yes |  | Pwr_5321 |  | 72.8088 | 72.8088 | 72.8088
8 | 10 | 17 | 5322 | Yes |  | Pwr_5322 |  | 58.9405 | 58.9405 | 58.9405
8 | 10 | 18 | 5323 | Yes |  | Pwr_5323 |  | 48.5392 | 48.5392 | 48.5392
8 | 10 | 19 | 5324 | Yes |  | Pwr_5324 |  | 38.1379 | 38.1379 | 38.1379
8 | 10 | 20 | 5325 | Yes |  | Pwr_5325 |  | 24.2696 | 24.2696 | 24.2696
8 | 10 | 21 | 5326 | Yes |  | Pwr_5326 |  | 13.8683 | 13.8683 | 13.8683
8 | 10 | 22 | 5327 | Yes |  | Pwr_5327 |  | 13.8683 | 13.8683 | 13.8683
8 | 10 | 23 | 5328 | Yes |  | Pwr_5328 |  | 13.8683 | 13.8683 | 13.8683
8 | 11 | 0 | 5329 | Yes |  | Pwr_5329 |  | 13.8683 | 13.8683 | 13.8683
8 | 11 | 1 | 5330 | Yes |  | Pwr_5330 |  | 13.8683 | 13.8683 | 13.8683
8 | 11 | 2 | 5331 | Yes |  | Pwr_5331 |  | 13.8683 | 13.8683 | 13.8683
8 | 11 | 3 | 5332 | Yes |  | Pwr_5332 |  | 13.8683 | 13.8683 | 13.8683
8 | 11 | 4 | 5333 | Yes |  | Pwr_5333 |  | 13.8683 | 13.8683 | 13.8683
8 | 11 | 5 | 5334 | Yes |  | Pwr_5334 |  | 13.8683 | 13.8683 | 13.8683
8 | 11 | 6 | 5335 | Yes |  | Pwr_5335 |  | 13.8683 | 13.8683 | 13.8683
8 | 11 | 7 | 5336 | Yes |  | Pwr_5336 |  | 13.8683 | 13.8683 | 13.8683
8 | 11 | 8 | 5337 | Yes |  | Pwr_5337 |  | 13.8683 | 13.8683 | 13.8683
8 | 11 | 9 | 5338 | Yes |  | Pwr_5338 |  | 13.8683 | 13.8683 | 13.8683
8 | 11 | 10 | 5339 | Yes |  | Pwr_5339 |  | 13.8683 | 13.8683 | 13.8683
8 | 11 | 11 | 5340 | Yes |  | Pwr_5340 |  | 13.8683 | 13.8683 | 13.8683
8 | 11 | 12 | 5341 | Yes |  | Pwr_5341 |  | 13.8683 | 13.8683 | 13.8683
8 | 11 | 13 | 5342 | Yes |  | Pwr_5342 |  | 13.8683 | 13.8683 | 13.8683
8 | 11 | 14 | 5343 | Yes |  | Pwr_5343 |  | 13.8683 | 13.8683 | 13.8683
8 | 11 | 15 | 5344 | Yes |  | Pwr_5344 |  | 13.8683 | 13.8683 | 13.8683
8 | 11 | 16 | 5345 | Yes |  | Pwr_5345 |  | 13.8683 | 13.8683 | 13.8683
8 | 11 | 17 | 5346 | Yes |  | Pwr_5346 |  | 13.8683 | 13.8683 | 13.8683
8 | 11 | 18 | 5347 | Yes |  | Pwr_5347 |  | 13.8683 | 13.8683 | 13.8683
8 | 11 | 19 | 5348 | Yes |  | Pwr_5348 |  | 13.8683 | 13.8683 | 13.8683
8 | 11 | 20 | 5349 | Yes |  | Pwr_5349 |  | 13.8683 | 13.8683 | 13.8683
8 | 11 | 21 | 5350 | Yes |  | Pwr_5350 |  | 13.8683 | 13.8683 | 13.8683
8 | 11 | 22 | 5351 | Yes |  | Pwr_5351 |  | 13.8683 | 13.8683 | 13.8683
8 | 11 | 23 | 5352 | Yes |  | Pwr_5352 |  | 13.8683 | 13.8683 | 13.8683
8 | 12 | 0 | 5353 | Yes |  | Pwr_5353 |  | 13.8683 | 13.8683 | 13.8683
8 | 12 | 1 | 5354 | Yes |  | Pwr_5354 |  | 13.8683 | 13.8683 | 13.8683
8 | 12 | 2 | 5355 | Yes |  | Pwr_5355 |  | 13.8683 | 13.8683 | 13.8683
8 | 12 | 3 | 5356 | Yes |  | Pwr_5356 |  | 13.8683 | 13.8683 | 13.8683
8 | 12 | 4 | 5357 | Yes |  | Pwr_5357 |  | 13.8683 | 13.8683 | 13.8683
8 | 12 | 5 | 5358 | Yes |  | Pwr_5358 |  | 13.8683 | 13.8683 | 13.8683
8 | 12 | 6 | 5359 | Yes |  | Pwr_5359 |  | 13.8683 | 13.8683 | 13.8683
8 | 12 | 7 | 5360 | Yes |  | Pwr_5360 |  | 13.8683 | 13.8683 | 13.8683
8 | 12 | 8 | 5361 | Yes |  | Pwr_5361 |  | 13.8683 | 13.8683 | 13.8683
8 | 12 | 9 | 5362 | Yes |  | Pwr_5362 |  | 13.8683 | 13.8683 | 13.8683
8 | 12 | 10 | 5363 | Yes |  | Pwr_5363 |  | 13.8683 | 13.8683 | 13.8683
8 | 12 | 11 | 5364 | Yes |  | Pwr_5364 |  | 13.8683 | 13.8683 | 13.8683
8 | 12 | 12 | 5365 | Yes |  | Pwr_5365 |  | 13.8683 | 13.8683 | 13.8683
8 | 12 | 13 | 5366 | Yes |  | Pwr_5366 |  | 13.8683 | 13.8683 | 13.8683
8 | 12 | 14 | 5367 | Yes |  | Pwr_5367 |  | 13.8683 | 13.8683 | 13.8683
8 | 12 | 15 | 5368 | Yes |  | Pwr_5368 |  | 13.8683 | 13.8683 | 13.8683
8 | 12 | 16 | 5369 | Yes |  | Pwr_5369 |  | 13.8683 | 13.8683 | 13.8683
8 | 12 | 17 | 5370 | Yes |  | Pwr_5370 |  | 13.8683 | 13.8683 | 13.8683
8 | 12 | 18 | 5371 | Yes |  | Pwr_5371 |  | 13.8683 | 13.8683 | 13.8683
8 | 12 | 19 | 5372 | Yes |  | Pwr_5372 |  | 13.8683 | 13.8683 | 13.8683
8 | 12 | 20 | 5373 | Yes |  | Pwr_5373 |  | 13.8683 | 13.8683 | 13.8683
8 | 12 | 21 | 5374 | Yes |  | Pwr_5374 |  | 13.8683 | 13.8683 | 13.8683
8 | 12 | 22 | 5375 | Yes |  | Pwr_5375 |  | 13.8683 | 13.8683 | 13.8683
8 | 12 | 23 | 5376 | Yes |  | Pwr_5376 |  | 13.8683 | 13.8683 | 13.8683
8 | 13 | 0 | 5377 | Yes |  | Pwr_5377 |  | 13.8683 | 13.8683 | 13.8683
8 | 13 | 1 | 5378 | Yes |  | Pwr_5378 |  | 13.8683 | 13.8683 | 13.8683
8 | 13 | 2 | 5379 | Yes |  | Pwr_5379 |  | 13.8683 | 13.8683 | 13.8683
8 | 13 | 3 | 5380 | Yes |  | Pwr_5380 |  | 13.8683 | 13.8683 | 13.8683
8 | 13 | 4 | 5381 | Yes |  | Pwr_5381 |  | 20.8025 | 20.8025 | 20.8025
8 | 13 | 5 | 5382 | Yes |  | Pwr_5382 |  | 31.2038 | 31.2038 | 31.2038
8 | 13 | 6 | 5383 | Yes |  | Pwr_5383 |  | 40.2182 | 40.2182 | 40.2182
8 | 13 | 7 | 5384 | Yes |  | Pwr_5384 |  | 48.5392 | 48.5392 | 48.5392
8 | 13 | 8 | 5385 | Yes |  | Pwr_5385 |  | 58.9405 | 58.9405 | 58.9405
8 | 13 | 9 | 5386 | Yes |  | Pwr_5386 |  | 71.422 | 71.422 | 71.422
8 | 13 | 10 | 5387 | Yes |  | Pwr_5387 |  | 68.6483 | 68.6483 | 68.6483
8 | 13 | 11 | 5388 | Yes |  | Pwr_5388 |  | 63.7944 | 63.7944 | 63.7944
8 | 13 | 12 | 5389 | Yes |  | Pwr_5389 |  | 65.8746 | 65.8746 | 65.8746
8 | 13 | 13 | 5390 | Yes |  | Pwr_5390 |  | 69.3417 | 69.3417 | 69.3417
8 | 13 | 14 | 5391 | Yes |  | Pwr_5391 |  | 70.7286 | 70.7286 | 70.7286
8 | 13 | 15 | 5392 | Yes |  | Pwr_5392 |  | 71.422 | 71.422 | 71.422
8 | 13 | 16 | 5393 | Yes |  | Pwr_5393 |  | 72.8088 | 72.8088 | 72.8088
8 | 13 | 17 | 5394 | Yes |  | Pwr_5394 |  | 58.9405 | 58.9405 | 58.9405
8 | 13 | 18 | 5395 | Yes |  | Pwr_5395 |  | 48.5392 | 48.5392 | 48.5392
8 | 13 | 19 | 5396 | Yes |  | Pwr_5396 |  | 38.1379 | 38.1379 | 38.1379
8 | 13 | 20 | 5397 | Yes |  | Pwr_5397 |  | 24.2696 | 24.2696 | 24.2696
8 | 13 | 21 | 5398 | Yes |  | Pwr_5398 |  | 13.8683 | 13.8683 | 13.8683
8 | 13 | 22 | 5399 | Yes |  | Pwr_5399 |  | 13.8683 | 13.8683 | 13.8683
8 | 13 | 23 | 5400 | Yes |  | Pwr_5400 |  | 13.8683 | 13.8683 | 13.8683
8 | 14 | 0 | 5401 | Saturday |  | Pwr_5401 |  | 13.8683 | 13.8683 | 13.8683
8 | 14 | 1 | 5402 | Saturday |  | Pwr_5402 |  | 13.8683 | 13.8683 | 13.8683
8 | 14 | 2 | 5403 | Saturday |  | Pwr_5403 |  | 13.8683 | 13.8683 | 13.8683
8 | 14 | 3 | 5404 | Saturday |  | Pwr_5404 |  | 13.8683 | 13.8683 | 13.8683
8 | 14 | 4 | 5405 | Saturday |  | Pwr_5405 |  | 20.8025 | 20.8025 | 20.8025
8 | 14 | 5 | 5406 | Saturday |  | Pwr_5406 |  | 31.2038 | 31.2038 | 31.2038
8 | 14 | 6 | 5407 | Saturday |  | Pwr_5407 |  | 40.2182 | 40.2182 | 40.2182
8 | 14 | 7 | 5408 | Saturday |  | Pwr_5408 |  | 48.5392 | 48.5392 | 48.5392
8 | 14 | 8 | 5409 | Saturday |  | Pwr_5409 |  | 58.9405 | 58.9405 | 58.9405
8 | 14 | 9 | 5410 | Saturday |  | Pwr_5410 |  | 71.422 | 71.422 | 71.422
8 | 14 | 10 | 5411 | Saturday |  | Pwr_5411 |  | 68.6483 | 68.6483 | 68.6483
8 | 14 | 11 | 5412 | Saturday |  | Pwr_5412 |  | 63.7944 | 63.7944 | 63.7944
8 | 14 | 12 | 5413 | Saturday |  | Pwr_5413 |  | 65.8746 | 65.8746 | 65.8746
8 | 14 | 13 | 5414 | Saturday |  | Pwr_5414 |  | 69.3417 | 69.3417 | 69.3417
8 | 14 | 14 | 5415 | Saturday |  | Pwr_5415 |  | 70.7286 | 70.7286 | 70.7286
8 | 14 | 15 | 5416 | Saturday |  | Pwr_5416 |  | 71.422 | 71.422 | 71.422
8 | 14 | 16 | 5417 | Saturday |  | Pwr_5417 |  | 72.8088 | 72.8088 | 72.8088
8 | 14 | 17 | 5418 | Saturday |  | Pwr_5418 |  | 58.9405 | 58.9405 | 58.9405
8 | 14 | 18 | 5419 | Saturday |  | Pwr_5419 |  | 48.5392 | 48.5392 | 48.5392
8 | 14 | 19 | 5420 | Saturday |  | Pwr_5420 |  | 38.1379 | 38.1379 | 38.1379
8 | 14 | 20 | 5421 | Saturday |  | Pwr_5421 |  | 24.2696 | 24.2696 | 24.2696
8 | 14 | 21 | 5422 | Saturday |  | Pwr_5422 |  | 13.8683 | 13.8683 | 13.8683
8 | 14 | 22 | 5423 | Saturday |  | Pwr_5423 |  | 13.8683 | 13.8683 | 13.8683
8 | 14 | 23 | 5424 | Saturday |  | Pwr_5424 |  | 13.8683 | 13.8683 | 13.8683
8 | 15 | 0 | 5425 | Sunday |  | Pwr_5425 |  | 13.8683 | 13.8683 | 13.8683
8 | 15 | 1 | 5426 | Sunday |  | Pwr_5426 |  | 13.8683 | 13.8683 | 13.8683
8 | 15 | 2 | 5427 | Sunday |  | Pwr_5427 |  | 13.8683 | 13.8683 | 13.8683
8 | 15 | 3 | 5428 | Sunday |  | Pwr_5428 |  | 13.8683 | 13.8683 | 13.8683
8 | 15 | 4 | 5429 | Sunday |  | Pwr_5429 |  | 20.8025 | 20.8025 | 20.8025
8 | 15 | 5 | 5430 | Sunday |  | Pwr_5430 |  | 31.2038 | 31.2038 | 31.2038
8 | 15 | 6 | 5431 | Sunday |  | Pwr_5431 |  | 40.2182 | 40.2182 | 40.2182
8 | 15 | 7 | 5432 | Sunday |  | Pwr_5432 |  | 48.5392 | 48.5392 | 48.5392
8 | 15 | 8 | 5433 | Sunday |  | Pwr_5433 |  | 58.9405 | 58.9405 | 58.9405
8 | 15 | 9 | 5434 | Sunday |  | Pwr_5434 |  | 71.422 | 71.422 | 71.422
8 | 15 | 10 | 5435 | Sunday |  | Pwr_5435 |  | 68.6483 | 68.6483 | 68.6483
8 | 15 | 11 | 5436 | Sunday |  | Pwr_5436 |  | 63.7944 | 63.7944 | 63.7944
8 | 15 | 12 | 5437 | Sunday |  | Pwr_5437 |  | 65.8746 | 65.8746 | 65.8746
8 | 15 | 13 | 5438 | Sunday |  | Pwr_5438 |  | 69.3417 | 69.3417 | 69.3417
8 | 15 | 14 | 5439 | Sunday |  | Pwr_5439 |  | 70.7286 | 70.7286 | 70.7286
8 | 15 | 15 | 5440 | Sunday |  | Pwr_5440 |  | 71.422 | 71.422 | 71.422
8 | 15 | 16 | 5441 | Sunday |  | Pwr_5441 |  | 72.8088 | 72.8088 | 72.8088
8 | 15 | 17 | 5442 | Sunday |  | Pwr_5442 |  | 58.9405 | 58.9405 | 58.9405
8 | 15 | 18 | 5443 | Sunday |  | Pwr_5443 |  | 48.5392 | 48.5392 | 48.5392
8 | 15 | 19 | 5444 | Sunday |  | Pwr_5444 |  | 38.1379 | 38.1379 | 38.1379
8 | 15 | 20 | 5445 | Sunday |  | Pwr_5445 |  | 24.2696 | 24.2696 | 24.2696
8 | 15 | 21 | 5446 | Sunday |  | Pwr_5446 |  | 13.8683 | 13.8683 | 13.8683
8 | 15 | 22 | 5447 | Sunday |  | Pwr_5447 |  | 13.8683 | 13.8683 | 13.8683
8 | 15 | 23 | 5448 | Sunday |  | Pwr_5448 |  | 13.8683 | 13.8683 | 13.8683
8 | 16 | 0 | 5449 | Yes |  | Pwr_5449 |  | 13.8683 | 13.8683 | 13.8683
8 | 16 | 1 | 5450 | Yes |  | Pwr_5450 |  | 13.8683 | 13.8683 | 13.8683
8 | 16 | 2 | 5451 | Yes |  | Pwr_5451 |  | 13.8683 | 13.8683 | 13.8683
8 | 16 | 3 | 5452 | Yes |  | Pwr_5452 |  | 13.8683 | 13.8683 | 13.8683
8 | 16 | 4 | 5453 | Yes |  | Pwr_5453 |  | 20.8025 | 20.8025 | 20.8025
8 | 16 | 5 | 5454 | Yes |  | Pwr_5454 |  | 31.2038 | 31.2038 | 31.2038
8 | 16 | 6 | 5455 | Yes |  | Pwr_5455 |  | 40.2182 | 40.2182 | 40.2182
8 | 16 | 7 | 5456 | Yes |  | Pwr_5456 |  | 48.5392 | 48.5392 | 48.5392
8 | 16 | 8 | 5457 | Yes |  | Pwr_5457 |  | 58.9405 | 58.9405 | 58.9405
8 | 16 | 9 | 5458 | Yes |  | Pwr_5458 |  | 71.422 | 71.422 | 71.422
8 | 16 | 10 | 5459 | Yes |  | Pwr_5459 |  | 68.6483 | 68.6483 | 68.6483
8 | 16 | 11 | 5460 | Yes |  | Pwr_5460 |  | 63.7944 | 63.7944 | 63.7944
8 | 16 | 12 | 5461 | Yes |  | Pwr_5461 |  | 65.8746 | 65.8746 | 65.8746
8 | 16 | 13 | 5462 | Yes |  | Pwr_5462 |  | 69.3417 | 69.3417 | 69.3417
8 | 16 | 14 | 5463 | Yes |  | Pwr_5463 |  | 70.7286 | 70.7286 | 70.7286
8 | 16 | 15 | 5464 | Yes |  | Pwr_5464 |  | 71.422 | 71.422 | 71.422
8 | 16 | 16 | 5465 | Yes |  | Pwr_5465 |  | 72.8088 | 72.8088 | 72.8088
8 | 16 | 17 | 5466 | Yes |  | Pwr_5466 |  | 58.9405 | 58.9405 | 58.9405
8 | 16 | 18 | 5467 | Yes |  | Pwr_5467 |  | 48.5392 | 48.5392 | 48.5392
8 | 16 | 19 | 5468 | Yes |  | Pwr_5468 |  | 38.1379 | 38.1379 | 38.1379
8 | 16 | 20 | 5469 | Yes |  | Pwr_5469 |  | 24.2696 | 24.2696 | 24.2696
8 | 16 | 21 | 5470 | Yes |  | Pwr_5470 |  | 13.8683 | 13.8683 | 13.8683
8 | 16 | 22 | 5471 | Yes |  | Pwr_5471 |  | 13.8683 | 13.8683 | 13.8683
8 | 16 | 23 | 5472 | Yes |  | Pwr_5472 |  | 13.8683 | 13.8683 | 13.8683
8 | 17 | 0 | 5473 | Yes |  | Pwr_5473 |  | 13.8683 | 13.8683 | 13.8683
8 | 17 | 1 | 5474 | Yes |  | Pwr_5474 |  | 13.8683 | 13.8683 | 13.8683
8 | 17 | 2 | 5475 | Yes |  | Pwr_5475 |  | 13.8683 | 13.8683 | 13.8683
8 | 17 | 3 | 5476 | Yes |  | Pwr_5476 |  | 13.8683 | 13.8683 | 13.8683
8 | 17 | 4 | 5477 | Yes |  | Pwr_5477 |  | 20.8025 | 20.8025 | 20.8025
8 | 17 | 5 | 5478 | Yes |  | Pwr_5478 |  | 31.2038 | 31.2038 | 31.2038
8 | 17 | 6 | 5479 | Yes |  | Pwr_5479 |  | 40.2182 | 40.2182 | 40.2182
8 | 17 | 7 | 5480 | Yes |  | Pwr_5480 |  | 48.5392 | 48.5392 | 48.5392
8 | 17 | 8 | 5481 | Yes |  | Pwr_5481 |  | 58.9405 | 58.9405 | 58.9405
8 | 17 | 9 | 5482 | Yes |  | Pwr_5482 |  | 71.422 | 71.422 | 71.422
8 | 17 | 10 | 5483 | Yes |  | Pwr_5483 |  | 68.6483 | 68.6483 | 68.6483
8 | 17 | 11 | 5484 | Yes |  | Pwr_5484 |  | 63.7944 | 63.7944 | 63.7944
8 | 17 | 12 | 5485 | Yes |  | Pwr_5485 |  | 65.8746 | 65.8746 | 65.8746
8 | 17 | 13 | 5486 | Yes |  | Pwr_5486 |  | 69.3417 | 69.3417 | 69.3417
8 | 17 | 14 | 5487 | Yes |  | Pwr_5487 |  | 70.7286 | 70.7286 | 70.7286
8 | 17 | 15 | 5488 | Yes |  | Pwr_5488 |  | 71.422 | 71.422 | 71.422
8 | 17 | 16 | 5489 | Yes |  | Pwr_5489 |  | 72.8088 | 72.8088 | 72.8088
8 | 17 | 17 | 5490 | Yes |  | Pwr_5490 |  | 58.9405 | 58.9405 | 58.9405
8 | 17 | 18 | 5491 | Yes |  | Pwr_5491 |  | 48.5392 | 48.5392 | 48.5392
8 | 17 | 19 | 5492 | Yes |  | Pwr_5492 |  | 38.1379 | 38.1379 | 38.1379
8 | 17 | 20 | 5493 | Yes |  | Pwr_5493 |  | 24.2696 | 24.2696 | 24.2696
8 | 17 | 21 | 5494 | Yes |  | Pwr_5494 |  | 13.8683 | 13.8683 | 13.8683
8 | 17 | 22 | 5495 | Yes |  | Pwr_5495 |  | 13.8683 | 13.8683 | 13.8683
8 | 17 | 23 | 5496 | Yes |  | Pwr_5496 |  | 13.8683 | 13.8683 | 13.8683
8 | 18 | 0 | 5497 | Yes |  | Pwr_5497 |  | 13.8683 | 13.8683 | 13.8683
8 | 18 | 1 | 5498 | Yes |  | Pwr_5498 |  | 13.8683 | 13.8683 | 13.8683
8 | 18 | 2 | 5499 | Yes |  | Pwr_5499 |  | 13.8683 | 13.8683 | 13.8683
8 | 18 | 3 | 5500 | Yes |  | Pwr_5500 |  | 13.8683 | 13.8683 | 13.8683
8 | 18 | 4 | 5501 | Yes |  | Pwr_5501 |  | 13.8683 | 13.8683 | 13.8683
8 | 18 | 5 | 5502 | Yes |  | Pwr_5502 |  | 13.8683 | 13.8683 | 13.8683
8 | 18 | 6 | 5503 | Yes |  | Pwr_5503 |  | 13.8683 | 13.8683 | 13.8683
8 | 18 | 7 | 5504 | Yes |  | Pwr_5504 |  | 13.8683 | 13.8683 | 13.8683
8 | 18 | 8 | 5505 | Yes |  | Pwr_5505 |  | 13.8683 | 13.8683 | 13.8683
8 | 18 | 9 | 5506 | Yes |  | Pwr_5506 |  | 13.8683 | 13.8683 | 13.8683
8 | 18 | 10 | 5507 | Yes |  | Pwr_5507 |  | 13.8683 | 13.8683 | 13.8683
8 | 18 | 11 | 5508 | Yes |  | Pwr_5508 |  | 13.8683 | 13.8683 | 13.8683
8 | 18 | 12 | 5509 | Yes |  | Pwr_5509 |  | 13.8683 | 13.8683 | 13.8683
8 | 18 | 13 | 5510 | Yes |  | Pwr_5510 |  | 13.8683 | 13.8683 | 13.8683
8 | 18 | 14 | 5511 | Yes |  | Pwr_5511 |  | 13.8683 | 13.8683 | 13.8683
8 | 18 | 15 | 5512 | Yes |  | Pwr_5512 |  | 13.8683 | 13.8683 | 13.8683
8 | 18 | 16 | 5513 | Yes |  | Pwr_5513 |  | 13.8683 | 13.8683 | 13.8683
8 | 18 | 17 | 5514 | Yes |  | Pwr_5514 |  | 13.8683 | 13.8683 | 13.8683
8 | 18 | 18 | 5515 | Yes |  | Pwr_5515 |  | 13.8683 | 13.8683 | 13.8683
8 | 18 | 19 | 5516 | Yes |  | Pwr_5516 |  | 13.8683 | 13.8683 | 13.8683
8 | 18 | 20 | 5517 | Yes |  | Pwr_5517 |  | 13.8683 | 13.8683 | 13.8683
8 | 18 | 21 | 5518 | Yes |  | Pwr_5518 |  | 13.8683 | 13.8683 | 13.8683
8 | 18 | 22 | 5519 | Yes |  | Pwr_5519 |  | 13.8683 | 13.8683 | 13.8683
8 | 18 | 23 | 5520 | Yes |  | Pwr_5520 |  | 13.8683 | 13.8683 | 13.8683
8 | 19 | 0 | 5521 | Yes |  | Pwr_5521 |  | 13.8683 | 13.8683 | 13.8683
8 | 19 | 1 | 5522 | Yes |  | Pwr_5522 |  | 13.8683 | 13.8683 | 13.8683
8 | 19 | 2 | 5523 | Yes |  | Pwr_5523 |  | 13.8683 | 13.8683 | 13.8683
8 | 19 | 3 | 5524 | Yes |  | Pwr_5524 |  | 13.8683 | 13.8683 | 13.8683
8 | 19 | 4 | 5525 | Yes |  | Pwr_5525 |  | 13.8683 | 13.8683 | 13.8683
8 | 19 | 5 | 5526 | Yes |  | Pwr_5526 |  | 13.8683 | 13.8683 | 13.8683
8 | 19 | 6 | 5527 | Yes |  | Pwr_5527 |  | 13.8683 | 13.8683 | 13.8683
8 | 19 | 7 | 5528 | Yes |  | Pwr_5528 |  | 13.8683 | 13.8683 | 13.8683
8 | 19 | 8 | 5529 | Yes |  | Pwr_5529 |  | 13.8683 | 13.8683 | 13.8683
8 | 19 | 9 | 5530 | Yes |  | Pwr_5530 |  | 13.8683 | 13.8683 | 13.8683
8 | 19 | 10 | 5531 | Yes |  | Pwr_5531 |  | 13.8683 | 13.8683 | 13.8683
8 | 19 | 11 | 5532 | Yes |  | Pwr_5532 |  | 13.8683 | 13.8683 | 13.8683
8 | 19 | 12 | 5533 | Yes |  | Pwr_5533 |  | 13.8683 | 13.8683 | 13.8683
8 | 19 | 13 | 5534 | Yes |  | Pwr_5534 |  | 13.8683 | 13.8683 | 13.8683
8 | 19 | 14 | 5535 | Yes |  | Pwr_5535 |  | 13.8683 | 13.8683 | 13.8683
8 | 19 | 15 | 5536 | Yes |  | Pwr_5536 |  | 13.8683 | 13.8683 | 13.8683
8 | 19 | 16 | 5537 | Yes |  | Pwr_5537 |  | 13.8683 | 13.8683 | 13.8683
8 | 19 | 17 | 5538 | Yes |  | Pwr_5538 |  | 13.8683 | 13.8683 | 13.8683
8 | 19 | 18 | 5539 | Yes |  | Pwr_5539 |  | 13.8683 | 13.8683 | 13.8683
8 | 19 | 19 | 5540 | Yes |  | Pwr_5540 |  | 13.8683 | 13.8683 | 13.8683
8 | 19 | 20 | 5541 | Yes |  | Pwr_5541 |  | 13.8683 | 13.8683 | 13.8683
8 | 19 | 21 | 5542 | Yes |  | Pwr_5542 |  | 13.8683 | 13.8683 | 13.8683
8 | 19 | 22 | 5543 | Yes |  | Pwr_5543 |  | 13.8683 | 13.8683 | 13.8683
8 | 19 | 23 | 5544 | Yes |  | Pwr_5544 |  | 13.8683 | 13.8683 | 13.8683
8 | 20 | 0 | 5545 | Yes |  | Pwr_5545 |  | 13.8683 | 13.8683 | 13.8683
8 | 20 | 1 | 5546 | Yes |  | Pwr_5546 |  | 13.8683 | 13.8683 | 13.8683
8 | 20 | 2 | 5547 | Yes |  | Pwr_5547 |  | 13.8683 | 13.8683 | 13.8683
8 | 20 | 3 | 5548 | Yes |  | Pwr_5548 |  | 13.8683 | 13.8683 | 13.8683
8 | 20 | 4 | 5549 | Yes |  | Pwr_5549 |  | 20.8025 | 20.8025 | 20.8025
8 | 20 | 5 | 5550 | Yes |  | Pwr_5550 |  | 31.2038 | 31.2038 | 31.2038
8 | 20 | 6 | 5551 | Yes |  | Pwr_5551 |  | 40.2182 | 40.2182 | 40.2182
8 | 20 | 7 | 5552 | Yes |  | Pwr_5552 |  | 48.5392 | 48.5392 | 48.5392
8 | 20 | 8 | 5553 | Yes |  | Pwr_5553 |  | 58.9405 | 58.9405 | 58.9405
8 | 20 | 9 | 5554 | Yes |  | Pwr_5554 |  | 71.422 | 71.422 | 71.422
8 | 20 | 10 | 5555 | Yes |  | Pwr_5555 |  | 68.6483 | 68.6483 | 68.6483
8 | 20 | 11 | 5556 | Yes |  | Pwr_5556 |  | 63.7944 | 63.7944 | 63.7944
8 | 20 | 12 | 5557 | Yes |  | Pwr_5557 |  | 65.8746 | 65.8746 | 65.8746
8 | 20 | 13 | 5558 | Yes |  | Pwr_5558 |  | 69.3417 | 69.3417 | 69.3417
8 | 20 | 14 | 5559 | Yes |  | Pwr_5559 |  | 70.7286 | 70.7286 | 70.7286
8 | 20 | 15 | 5560 | Yes |  | Pwr_5560 |  | 71.422 | 71.422 | 71.422
8 | 20 | 16 | 5561 | Yes |  | Pwr_5561 |  | 72.8088 | 72.8088 | 72.8088
8 | 20 | 17 | 5562 | Yes |  | Pwr_5562 |  | 58.9405 | 58.9405 | 58.9405
8 | 20 | 18 | 5563 | Yes |  | Pwr_5563 |  | 48.5392 | 48.5392 | 48.5392
8 | 20 | 19 | 5564 | Yes |  | Pwr_5564 |  | 38.1379 | 38.1379 | 38.1379
8 | 20 | 20 | 5565 | Yes |  | Pwr_5565 |  | 24.2696 | 24.2696 | 24.2696
8 | 20 | 21 | 5566 | Yes |  | Pwr_5566 |  | 13.8683 | 13.8683 | 13.8683
8 | 20 | 22 | 5567 | Yes |  | Pwr_5567 |  | 13.8683 | 13.8683 | 13.8683
8 | 20 | 23 | 5568 | Yes |  | Pwr_5568 |  | 13.8683 | 13.8683 | 13.8683
8 | 21 | 0 | 5569 | Saturday |  | Pwr_5569 |  | 13.8683 | 13.8683 | 13.8683
8 | 21 | 1 | 5570 | Saturday |  | Pwr_5570 |  | 13.8683 | 13.8683 | 13.8683
8 | 21 | 2 | 5571 | Saturday |  | Pwr_5571 |  | 13.8683 | 13.8683 | 13.8683
8 | 21 | 3 | 5572 | Saturday |  | Pwr_5572 |  | 13.8683 | 13.8683 | 13.8683
8 | 21 | 4 | 5573 | Saturday |  | Pwr_5573 |  | 20.8025 | 20.8025 | 20.8025
8 | 21 | 5 | 5574 | Saturday |  | Pwr_5574 |  | 31.2038 | 31.2038 | 31.2038
8 | 21 | 6 | 5575 | Saturday |  | Pwr_5575 |  | 40.2182 | 40.2182 | 40.2182
8 | 21 | 7 | 5576 | Saturday |  | Pwr_5576 |  | 48.5392 | 48.5392 | 48.5392
8 | 21 | 8 | 5577 | Saturday |  | Pwr_5577 |  | 58.9405 | 58.9405 | 58.9405
8 | 21 | 9 | 5578 | Saturday |  | Pwr_5578 |  | 71.422 | 71.422 | 71.422
8 | 21 | 10 | 5579 | Saturday |  | Pwr_5579 |  | 68.6483 | 68.6483 | 68.6483
8 | 21 | 11 | 5580 | Saturday |  | Pwr_5580 |  | 63.7944 | 63.7944 | 63.7944
8 | 21 | 12 | 5581 | Saturday |  | Pwr_5581 |  | 65.8746 | 65.8746 | 65.8746
8 | 21 | 13 | 5582 | Saturday |  | Pwr_5582 |  | 69.3417 | 69.3417 | 69.3417
8 | 21 | 14 | 5583 | Saturday |  | Pwr_5583 |  | 70.7286 | 70.7286 | 70.7286
8 | 21 | 15 | 5584 | Saturday |  | Pwr_5584 |  | 71.422 | 71.422 | 71.422
8 | 21 | 16 | 5585 | Saturday |  | Pwr_5585 |  | 72.8088 | 72.8088 | 72.8088
8 | 21 | 17 | 5586 | Saturday |  | Pwr_5586 |  | 58.9405 | 58.9405 | 58.9405
8 | 21 | 18 | 5587 | Saturday |  | Pwr_5587 |  | 48.5392 | 48.5392 | 48.5392
8 | 21 | 19 | 5588 | Saturday |  | Pwr_5588 |  | 38.1379 | 38.1379 | 38.1379
8 | 21 | 20 | 5589 | Saturday |  | Pwr_5589 |  | 24.2696 | 24.2696 | 24.2696
8 | 21 | 21 | 5590 | Saturday |  | Pwr_5590 |  | 13.8683 | 13.8683 | 13.8683
8 | 21 | 22 | 5591 | Saturday |  | Pwr_5591 |  | 13.8683 | 13.8683 | 13.8683
8 | 21 | 23 | 5592 | Saturday |  | Pwr_5592 |  | 13.8683 | 13.8683 | 13.8683
8 | 22 | 0 | 5593 | Sunday |  | Pwr_5593 |  | 13.8683 | 13.8683 | 13.8683
8 | 22 | 1 | 5594 | Sunday |  | Pwr_5594 |  | 13.8683 | 13.8683 | 13.8683
8 | 22 | 2 | 5595 | Sunday |  | Pwr_5595 |  | 13.8683 | 13.8683 | 13.8683
8 | 22 | 3 | 5596 | Sunday |  | Pwr_5596 |  | 13.8683 | 13.8683 | 13.8683
8 | 22 | 4 | 5597 | Sunday |  | Pwr_5597 |  | 20.8025 | 20.8025 | 20.8025
8 | 22 | 5 | 5598 | Sunday |  | Pwr_5598 |  | 31.2038 | 31.2038 | 31.2038
8 | 22 | 6 | 5599 | Sunday |  | Pwr_5599 |  | 40.2182 | 40.2182 | 40.2182
8 | 22 | 7 | 5600 | Sunday |  | Pwr_5600 |  | 48.5392 | 48.5392 | 48.5392
8 | 22 | 8 | 5601 | Sunday |  | Pwr_5601 |  | 58.9405 | 58.9405 | 58.9405
8 | 22 | 9 | 5602 | Sunday |  | Pwr_5602 |  | 71.422 | 71.422 | 71.422
8 | 22 | 10 | 5603 | Sunday |  | Pwr_5603 |  | 68.6483 | 68.6483 | 68.6483
8 | 22 | 11 | 5604 | Sunday |  | Pwr_5604 |  | 63.7944 | 63.7944 | 63.7944
8 | 22 | 12 | 5605 | Sunday |  | Pwr_5605 |  | 65.8746 | 65.8746 | 65.8746
8 | 22 | 13 | 5606 | Sunday |  | Pwr_5606 |  | 69.3417 | 69.3417 | 69.3417
8 | 22 | 14 | 5607 | Sunday |  | Pwr_5607 |  | 70.7286 | 70.7286 | 70.7286
8 | 22 | 15 | 5608 | Sunday |  | Pwr_5608 |  | 71.422 | 71.422 | 71.422
8 | 22 | 16 | 5609 | Sunday |  | Pwr_5609 |  | 72.8088 | 72.8088 | 72.8088
8 | 22 | 17 | 5610 | Sunday |  | Pwr_5610 |  | 58.9405 | 58.9405 | 58.9405
8 | 22 | 18 | 5611 | Sunday |  | Pwr_5611 |  | 48.5392 | 48.5392 | 48.5392
8 | 22 | 19 | 5612 | Sunday |  | Pwr_5612 |  | 38.1379 | 38.1379 | 38.1379
8 | 22 | 20 | 5613 | Sunday |  | Pwr_5613 |  | 24.2696 | 24.2696 | 24.2696
8 | 22 | 21 | 5614 | Sunday |  | Pwr_5614 |  | 13.8683 | 13.8683 | 13.8683
8 | 22 | 22 | 5615 | Sunday |  | Pwr_5615 |  | 13.8683 | 13.8683 | 13.8683
8 | 22 | 23 | 5616 | Sunday |  | Pwr_5616 |  | 13.8683 | 13.8683 | 13.8683
8 | 23 | 0 | 5617 | Yes |  | Pwr_5617 |  | 13.8683 | 13.8683 | 13.8683
8 | 23 | 1 | 5618 | Yes |  | Pwr_5618 |  | 13.8683 | 13.8683 | 13.8683
8 | 23 | 2 | 5619 | Yes |  | Pwr_5619 |  | 13.8683 | 13.8683 | 13.8683
8 | 23 | 3 | 5620 | Yes |  | Pwr_5620 |  | 13.8683 | 13.8683 | 13.8683
8 | 23 | 4 | 5621 | Yes |  | Pwr_5621 |  | 20.8025 | 20.8025 | 20.8025
8 | 23 | 5 | 5622 | Yes |  | Pwr_5622 |  | 31.2038 | 31.2038 | 31.2038
8 | 23 | 6 | 5623 | Yes |  | Pwr_5623 |  | 40.2182 | 40.2182 | 40.2182
8 | 23 | 7 | 5624 | Yes |  | Pwr_5624 |  | 48.5392 | 48.5392 | 48.5392
8 | 23 | 8 | 5625 | Yes |  | Pwr_5625 |  | 58.9405 | 58.9405 | 58.9405
8 | 23 | 9 | 5626 | Yes |  | Pwr_5626 |  | 71.422 | 71.422 | 71.422
8 | 23 | 10 | 5627 | Yes |  | Pwr_5627 |  | 68.6483 | 68.6483 | 68.6483
8 | 23 | 11 | 5628 | Yes |  | Pwr_5628 |  | 63.7944 | 63.7944 | 63.7944
8 | 23 | 12 | 5629 | Yes |  | Pwr_5629 |  | 65.8746 | 65.8746 | 65.8746
8 | 23 | 13 | 5630 | Yes |  | Pwr_5630 |  | 69.3417 | 69.3417 | 69.3417
8 | 23 | 14 | 5631 | Yes |  | Pwr_5631 |  | 70.7286 | 70.7286 | 70.7286
8 | 23 | 15 | 5632 | Yes |  | Pwr_5632 |  | 71.422 | 71.422 | 71.422
8 | 23 | 16 | 5633 | Yes |  | Pwr_5633 |  | 72.8088 | 72.8088 | 72.8088
8 | 23 | 17 | 5634 | Yes |  | Pwr_5634 |  | 58.9405 | 58.9405 | 58.9405
8 | 23 | 18 | 5635 | Yes |  | Pwr_5635 |  | 48.5392 | 48.5392 | 48.5392
8 | 23 | 19 | 5636 | Yes |  | Pwr_5636 |  | 38.1379 | 38.1379 | 38.1379
8 | 23 | 20 | 5637 | Yes |  | Pwr_5637 |  | 24.2696 | 24.2696 | 24.2696
8 | 23 | 21 | 5638 | Yes |  | Pwr_5638 |  | 13.8683 | 13.8683 | 13.8683
8 | 23 | 22 | 5639 | Yes |  | Pwr_5639 |  | 13.8683 | 13.8683 | 13.8683
8 | 23 | 23 | 5640 | Yes |  | Pwr_5640 |  | 13.8683 | 13.8683 | 13.8683
8 | 24 | 0 | 5641 | Yes |  | Pwr_5641 |  | 13.8683 | 13.8683 | 13.8683
8 | 24 | 1 | 5642 | Yes |  | Pwr_5642 |  | 13.8683 | 13.8683 | 13.8683
8 | 24 | 2 | 5643 | Yes |  | Pwr_5643 |  | 13.8683 | 13.8683 | 13.8683
8 | 24 | 3 | 5644 | Yes |  | Pwr_5644 |  | 13.8683 | 13.8683 | 13.8683
8 | 24 | 4 | 5645 | Yes |  | Pwr_5645 |  | 20.8025 | 20.8025 | 20.8025
8 | 24 | 5 | 5646 | Yes |  | Pwr_5646 |  | 31.2038 | 31.2038 | 31.2038
8 | 24 | 6 | 5647 | Yes |  | Pwr_5647 |  | 40.2182 | 40.2182 | 40.2182
8 | 24 | 7 | 5648 | Yes |  | Pwr_5648 |  | 48.5392 | 48.5392 | 48.5392
8 | 24 | 8 | 5649 | Yes |  | Pwr_5649 |  | 58.9405 | 58.9405 | 58.9405
8 | 24 | 9 | 5650 | Yes |  | Pwr_5650 |  | 71.422 | 71.422 | 71.422
8 | 24 | 10 | 5651 | Yes |  | Pwr_5651 |  | 68.6483 | 68.6483 | 68.6483
8 | 24 | 11 | 5652 | Yes |  | Pwr_5652 |  | 63.7944 | 63.7944 | 63.7944
8 | 24 | 12 | 5653 | Yes |  | Pwr_5653 |  | 65.8746 | 65.8746 | 65.8746
8 | 24 | 13 | 5654 | Yes |  | Pwr_5654 |  | 69.3417 | 69.3417 | 69.3417
8 | 24 | 14 | 5655 | Yes |  | Pwr_5655 |  | 70.7286 | 70.7286 | 70.7286
8 | 24 | 15 | 5656 | Yes |  | Pwr_5656 |  | 71.422 | 71.422 | 71.422
8 | 24 | 16 | 5657 | Yes |  | Pwr_5657 |  | 72.8088 | 72.8088 | 72.8088
8 | 24 | 17 | 5658 | Yes |  | Pwr_5658 |  | 58.9405 | 58.9405 | 58.9405
8 | 24 | 18 | 5659 | Yes |  | Pwr_5659 |  | 48.5392 | 48.5392 | 48.5392
8 | 24 | 19 | 5660 | Yes |  | Pwr_5660 |  | 38.1379 | 38.1379 | 38.1379
8 | 24 | 20 | 5661 | Yes |  | Pwr_5661 |  | 24.2696 | 24.2696 | 24.2696
8 | 24 | 21 | 5662 | Yes |  | Pwr_5662 |  | 13.8683 | 13.8683 | 13.8683
8 | 24 | 22 | 5663 | Yes |  | Pwr_5663 |  | 13.8683 | 13.8683 | 13.8683
8 | 24 | 23 | 5664 | Yes |  | Pwr_5664 |  | 13.8683 | 13.8683 | 13.8683
8 | 25 | 0 | 5665 | Yes |  | Pwr_5665 |  | 13.8683 | 13.8683 | 13.8683
8 | 25 | 1 | 5666 | Yes |  | Pwr_5666 |  | 13.8683 | 13.8683 | 13.8683
8 | 25 | 2 | 5667 | Yes |  | Pwr_5667 |  | 13.8683 | 13.8683 | 13.8683
8 | 25 | 3 | 5668 | Yes |  | Pwr_5668 |  | 13.8683 | 13.8683 | 13.8683
8 | 25 | 4 | 5669 | Yes |  | Pwr_5669 |  | 13.8683 | 13.8683 | 13.8683
8 | 25 | 5 | 5670 | Yes |  | Pwr_5670 |  | 13.8683 | 13.8683 | 13.8683
8 | 25 | 6 | 5671 | Yes |  | Pwr_5671 |  | 13.8683 | 13.8683 | 13.8683
8 | 25 | 7 | 5672 | Yes |  | Pwr_5672 |  | 13.8683 | 13.8683 | 13.8683
8 | 25 | 8 | 5673 | Yes |  | Pwr_5673 |  | 13.8683 | 13.8683 | 13.8683
8 | 25 | 9 | 5674 | Yes |  | Pwr_5674 |  | 13.8683 | 13.8683 | 13.8683
8 | 25 | 10 | 5675 | Yes |  | Pwr_5675 |  | 13.8683 | 13.8683 | 13.8683
8 | 25 | 11 | 5676 | Yes |  | Pwr_5676 |  | 13.8683 | 13.8683 | 13.8683
8 | 25 | 12 | 5677 | Yes |  | Pwr_5677 |  | 13.8683 | 13.8683 | 13.8683
8 | 25 | 13 | 5678 | Yes |  | Pwr_5678 |  | 13.8683 | 13.8683 | 13.8683
8 | 25 | 14 | 5679 | Yes |  | Pwr_5679 |  | 13.8683 | 13.8683 | 13.8683
8 | 25 | 15 | 5680 | Yes |  | Pwr_5680 |  | 13.8683 | 13.8683 | 13.8683
8 | 25 | 16 | 5681 | Yes |  | Pwr_5681 |  | 13.8683 | 13.8683 | 13.8683
8 | 25 | 17 | 5682 | Yes |  | Pwr_5682 |  | 13.8683 | 13.8683 | 13.8683
8 | 25 | 18 | 5683 | Yes |  | Pwr_5683 |  | 13.8683 | 13.8683 | 13.8683
8 | 25 | 19 | 5684 | Yes |  | Pwr_5684 |  | 13.8683 | 13.8683 | 13.8683
8 | 25 | 20 | 5685 | Yes |  | Pwr_5685 |  | 13.8683 | 13.8683 | 13.8683
8 | 25 | 21 | 5686 | Yes |  | Pwr_5686 |  | 13.8683 | 13.8683 | 13.8683
8 | 25 | 22 | 5687 | Yes |  | Pwr_5687 |  | 13.8683 | 13.8683 | 13.8683
8 | 25 | 23 | 5688 | Yes |  | Pwr_5688 |  | 13.8683 | 13.8683 | 13.8683
8 | 26 | 0 | 5689 | Yes |  | Pwr_5689 |  | 13.8683 | 13.8683 | 13.8683
8 | 26 | 1 | 5690 | Yes |  | Pwr_5690 |  | 13.8683 | 13.8683 | 13.8683
8 | 26 | 2 | 5691 | Yes |  | Pwr_5691 |  | 13.8683 | 13.8683 | 13.8683
8 | 26 | 3 | 5692 | Yes |  | Pwr_5692 |  | 13.8683 | 13.8683 | 13.8683
8 | 26 | 4 | 5693 | Yes |  | Pwr_5693 |  | 13.8683 | 13.8683 | 13.8683
8 | 26 | 5 | 5694 | Yes |  | Pwr_5694 |  | 13.8683 | 13.8683 | 13.8683
8 | 26 | 6 | 5695 | Yes |  | Pwr_5695 |  | 13.8683 | 13.8683 | 13.8683
8 | 26 | 7 | 5696 | Yes |  | Pwr_5696 |  | 13.8683 | 13.8683 | 13.8683
8 | 26 | 8 | 5697 | Yes |  | Pwr_5697 |  | 13.8683 | 13.8683 | 13.8683
8 | 26 | 9 | 5698 | Yes |  | Pwr_5698 |  | 13.8683 | 13.8683 | 13.8683
8 | 26 | 10 | 5699 | Yes |  | Pwr_5699 |  | 13.8683 | 13.8683 | 13.8683
8 | 26 | 11 | 5700 | Yes |  | Pwr_5700 |  | 13.8683 | 13.8683 | 13.8683
8 | 26 | 12 | 5701 | Yes |  | Pwr_5701 |  | 13.8683 | 13.8683 | 13.8683
8 | 26 | 13 | 5702 | Yes |  | Pwr_5702 |  | 13.8683 | 13.8683 | 13.8683
8 | 26 | 14 | 5703 | Yes |  | Pwr_5703 |  | 13.8683 | 13.8683 | 13.8683
8 | 26 | 15 | 5704 | Yes |  | Pwr_5704 |  | 13.8683 | 13.8683 | 13.8683
8 | 26 | 16 | 5705 | Yes |  | Pwr_5705 |  | 13.8683 | 13.8683 | 13.8683
8 | 26 | 17 | 5706 | Yes |  | Pwr_5706 |  | 13.8683 | 13.8683 | 13.8683
8 | 26 | 18 | 5707 | Yes |  | Pwr_5707 |  | 13.8683 | 13.8683 | 13.8683
8 | 26 | 19 | 5708 | Yes |  | Pwr_5708 |  | 13.8683 | 13.8683 | 13.8683
8 | 26 | 20 | 5709 | Yes |  | Pwr_5709 |  | 13.8683 | 13.8683 | 13.8683
8 | 26 | 21 | 5710 | Yes |  | Pwr_5710 |  | 13.8683 | 13.8683 | 13.8683
8 | 26 | 22 | 5711 | Yes |  | Pwr_5711 |  | 13.8683 | 13.8683 | 13.8683
8 | 26 | 23 | 5712 | Yes |  | Pwr_5712 |  | 13.8683 | 13.8683 | 13.8683
8 | 27 | 0 | 5713 | Yes |  | Pwr_5713 |  | 13.8683 | 13.8683 | 13.8683
8 | 27 | 1 | 5714 | Yes |  | Pwr_5714 |  | 13.8683 | 13.8683 | 13.8683
8 | 27 | 2 | 5715 | Yes |  | Pwr_5715 |  | 13.8683 | 13.8683 | 13.8683
8 | 27 | 3 | 5716 | Yes |  | Pwr_5716 |  | 13.8683 | 13.8683 | 13.8683
8 | 27 | 4 | 5717 | Yes |  | Pwr_5717 |  | 20.8025 | 20.8025 | 20.8025
8 | 27 | 5 | 5718 | Yes |  | Pwr_5718 |  | 31.2038 | 31.2038 | 31.2038
8 | 27 | 6 | 5719 | Yes |  | Pwr_5719 |  | 40.2182 | 40.2182 | 40.2182
8 | 27 | 7 | 5720 | Yes |  | Pwr_5720 |  | 48.5392 | 48.5392 | 48.5392
8 | 27 | 8 | 5721 | Yes |  | Pwr_5721 |  | 58.9405 | 58.9405 | 58.9405
8 | 27 | 9 | 5722 | Yes |  | Pwr_5722 |  | 71.422 | 71.422 | 71.422
8 | 27 | 10 | 5723 | Yes |  | Pwr_5723 |  | 68.6483 | 68.6483 | 68.6483
8 | 27 | 11 | 5724 | Yes |  | Pwr_5724 |  | 63.7944 | 63.7944 | 63.7944
8 | 27 | 12 | 5725 | Yes |  | Pwr_5725 |  | 65.8746 | 65.8746 | 65.8746
8 | 27 | 13 | 5726 | Yes |  | Pwr_5726 |  | 69.3417 | 69.3417 | 69.3417
8 | 27 | 14 | 5727 | Yes |  | Pwr_5727 |  | 70.7286 | 70.7286 | 70.7286
8 | 27 | 15 | 5728 | Yes |  | Pwr_5728 |  | 71.422 | 71.422 | 71.422
8 | 27 | 16 | 5729 | Yes |  | Pwr_5729 |  | 72.8088 | 72.8088 | 72.8088
8 | 27 | 17 | 5730 | Yes |  | Pwr_5730 |  | 58.9405 | 58.9405 | 58.9405
8 | 27 | 18 | 5731 | Yes |  | Pwr_5731 |  | 48.5392 | 48.5392 | 48.5392
8 | 27 | 19 | 5732 | Yes |  | Pwr_5732 |  | 38.1379 | 38.1379 | 38.1379
8 | 27 | 20 | 5733 | Yes |  | Pwr_5733 |  | 24.2696 | 24.2696 | 24.2696
8 | 27 | 21 | 5734 | Yes |  | Pwr_5734 |  | 13.8683 | 13.8683 | 13.8683
8 | 27 | 22 | 5735 | Yes |  | Pwr_5735 |  | 13.8683 | 13.8683 | 13.8683
8 | 27 | 23 | 5736 | Yes |  | Pwr_5736 |  | 13.8683 | 13.8683 | 13.8683
8 | 28 | 0 | 5737 | Saturday |  | Pwr_5737 |  | 13.8683 | 13.8683 | 13.8683
8 | 28 | 1 | 5738 | Saturday |  | Pwr_5738 |  | 13.8683 | 13.8683 | 13.8683
8 | 28 | 2 | 5739 | Saturday |  | Pwr_5739 |  | 13.8683 | 13.8683 | 13.8683
8 | 28 | 3 | 5740 | Saturday |  | Pwr_5740 |  | 13.8683 | 13.8683 | 13.8683
8 | 28 | 4 | 5741 | Saturday |  | Pwr_5741 |  | 20.8025 | 20.8025 | 20.8025
8 | 28 | 5 | 5742 | Saturday |  | Pwr_5742 |  | 31.2038 | 31.2038 | 31.2038
8 | 28 | 6 | 5743 | Saturday |  | Pwr_5743 |  | 40.2182 | 40.2182 | 40.2182
8 | 28 | 7 | 5744 | Saturday |  | Pwr_5744 |  | 48.5392 | 48.5392 | 48.5392
8 | 28 | 8 | 5745 | Saturday |  | Pwr_5745 |  | 58.9405 | 58.9405 | 58.9405
8 | 28 | 9 | 5746 | Saturday |  | Pwr_5746 |  | 71.422 | 71.422 | 71.422
8 | 28 | 10 | 5747 | Saturday |  | Pwr_5747 |  | 68.6483 | 68.6483 | 68.6483
8 | 28 | 11 | 5748 | Saturday |  | Pwr_5748 |  | 63.7944 | 63.7944 | 63.7944
8 | 28 | 12 | 5749 | Saturday |  | Pwr_5749 |  | 65.8746 | 65.8746 | 65.8746
8 | 28 | 13 | 5750 | Saturday |  | Pwr_5750 |  | 69.3417 | 69.3417 | 69.3417
8 | 28 | 14 | 5751 | Saturday |  | Pwr_5751 |  | 70.7286 | 70.7286 | 70.7286
8 | 28 | 15 | 5752 | Saturday |  | Pwr_5752 |  | 71.422 | 71.422 | 71.422
8 | 28 | 16 | 5753 | Saturday |  | Pwr_5753 |  | 72.8088 | 72.8088 | 72.8088
8 | 28 | 17 | 5754 | Saturday |  | Pwr_5754 |  | 58.9405 | 58.9405 | 58.9405
8 | 28 | 18 | 5755 | Saturday |  | Pwr_5755 |  | 48.5392 | 48.5392 | 48.5392
8 | 28 | 19 | 5756 | Saturday |  | Pwr_5756 |  | 38.1379 | 38.1379 | 38.1379
8 | 28 | 20 | 5757 | Saturday |  | Pwr_5757 |  | 24.2696 | 24.2696 | 24.2696
8 | 28 | 21 | 5758 | Saturday |  | Pwr_5758 |  | 13.8683 | 13.8683 | 13.8683
8 | 28 | 22 | 5759 | Saturday |  | Pwr_5759 |  | 13.8683 | 13.8683 | 13.8683
8 | 28 | 23 | 5760 | Saturday |  | Pwr_5760 |  | 13.8683 | 13.8683 | 13.8683
8 | 29 | 0 | 5761 | Sunday |  | Pwr_5761 |  | 13.8683 | 13.8683 | 13.8683
8 | 29 | 1 | 5762 | Sunday |  | Pwr_5762 |  | 13.8683 | 13.8683 | 13.8683
8 | 29 | 2 | 5763 | Sunday |  | Pwr_5763 |  | 13.8683 | 13.8683 | 13.8683
8 | 29 | 3 | 5764 | Sunday |  | Pwr_5764 |  | 13.8683 | 13.8683 | 13.8683
8 | 29 | 4 | 5765 | Sunday |  | Pwr_5765 |  | 20.8025 | 20.8025 | 20.8025
8 | 29 | 5 | 5766 | Sunday |  | Pwr_5766 |  | 31.2038 | 31.2038 | 31.2038
8 | 29 | 6 | 5767 | Sunday |  | Pwr_5767 |  | 40.2182 | 40.2182 | 40.2182
8 | 29 | 7 | 5768 | Sunday |  | Pwr_5768 |  | 48.5392 | 48.5392 | 48.5392
8 | 29 | 8 | 5769 | Sunday |  | Pwr_5769 |  | 58.9405 | 58.9405 | 58.9405
8 | 29 | 9 | 5770 | Sunday |  | Pwr_5770 |  | 71.422 | 71.422 | 71.422
8 | 29 | 10 | 5771 | Sunday |  | Pwr_5771 |  | 68.6483 | 68.6483 | 68.6483
8 | 29 | 11 | 5772 | Sunday |  | Pwr_5772 |  | 63.7944 | 63.7944 | 63.7944
8 | 29 | 12 | 5773 | Sunday |  | Pwr_5773 |  | 65.8746 | 65.8746 | 65.8746
8 | 29 | 13 | 5774 | Sunday |  | Pwr_5774 |  | 69.3417 | 69.3417 | 69.3417
8 | 29 | 14 | 5775 | Sunday |  | Pwr_5775 |  | 70.7286 | 70.7286 | 70.7286
8 | 29 | 15 | 5776 | Sunday |  | Pwr_5776 |  | 71.422 | 71.422 | 71.422
8 | 29 | 16 | 5777 | Sunday |  | Pwr_5777 |  | 72.8088 | 72.8088 | 72.8088
8 | 29 | 17 | 5778 | Sunday |  | Pwr_5778 |  | 58.9405 | 58.9405 | 58.9405
8 | 29 | 18 | 5779 | Sunday |  | Pwr_5779 |  | 48.5392 | 48.5392 | 48.5392
8 | 29 | 19 | 5780 | Sunday |  | Pwr_5780 |  | 38.1379 | 38.1379 | 38.1379
8 | 29 | 20 | 5781 | Sunday |  | Pwr_5781 |  | 24.2696 | 24.2696 | 24.2696
8 | 29 | 21 | 5782 | Sunday |  | Pwr_5782 |  | 13.8683 | 13.8683 | 13.8683
8 | 29 | 22 | 5783 | Sunday |  | Pwr_5783 |  | 13.8683 | 13.8683 | 13.8683
8 | 29 | 23 | 5784 | Sunday |  | Pwr_5784 |  | 13.8683 | 13.8683 | 13.8683
8 | 30 | 0 | 5785 | Yes |  | Pwr_5785 |  | 13.8683 | 13.8683 | 13.8683
8 | 30 | 1 | 5786 | Yes |  | Pwr_5786 |  | 13.8683 | 13.8683 | 13.8683
8 | 30 | 2 | 5787 | Yes |  | Pwr_5787 |  | 13.8683 | 13.8683 | 13.8683
8 | 30 | 3 | 5788 | Yes |  | Pwr_5788 |  | 13.8683 | 13.8683 | 13.8683
8 | 30 | 4 | 5789 | Yes |  | Pwr_5789 |  | 20.8025 | 20.8025 | 20.8025
8 | 30 | 5 | 5790 | Yes |  | Pwr_5790 |  | 31.2038 | 31.2038 | 31.2038
8 | 30 | 6 | 5791 | Yes |  | Pwr_5791 |  | 40.2182 | 40.2182 | 40.2182
8 | 30 | 7 | 5792 | Yes |  | Pwr_5792 |  | 48.5392 | 48.5392 | 48.5392
8 | 30 | 8 | 5793 | Yes |  | Pwr_5793 |  | 58.9405 | 58.9405 | 58.9405
8 | 30 | 9 | 5794 | Yes |  | Pwr_5794 |  | 71.422 | 71.422 | 71.422
8 | 30 | 10 | 5795 | Yes |  | Pwr_5795 |  | 68.6483 | 68.6483 | 68.6483
8 | 30 | 11 | 5796 | Yes |  | Pwr_5796 |  | 63.7944 | 63.7944 | 63.7944
8 | 30 | 12 | 5797 | Yes |  | Pwr_5797 |  | 65.8746 | 65.8746 | 65.8746
8 | 30 | 13 | 5798 | Yes |  | Pwr_5798 |  | 69.3417 | 69.3417 | 69.3417
8 | 30 | 14 | 5799 | Yes |  | Pwr_5799 |  | 70.7286 | 70.7286 | 70.7286
8 | 30 | 15 | 5800 | Yes |  | Pwr_5800 |  | 71.422 | 71.422 | 71.422
8 | 30 | 16 | 5801 | Yes |  | Pwr_5801 |  | 72.8088 | 72.8088 | 72.8088
8 | 30 | 17 | 5802 | Yes |  | Pwr_5802 |  | 58.9405 | 58.9405 | 58.9405
8 | 30 | 18 | 5803 | Yes |  | Pwr_5803 |  | 48.5392 | 48.5392 | 48.5392
8 | 30 | 19 | 5804 | Yes |  | Pwr_5804 |  | 38.1379 | 38.1379 | 38.1379
8 | 30 | 20 | 5805 | Yes |  | Pwr_5805 |  | 24.2696 | 24.2696 | 24.2696
8 | 30 | 21 | 5806 | Yes |  | Pwr_5806 |  | 13.8683 | 13.8683 | 13.8683
8 | 30 | 22 | 5807 | Yes |  | Pwr_5807 |  | 13.8683 | 13.8683 | 13.8683
8 | 30 | 23 | 5808 | Yes |  | Pwr_5808 |  | 13.8683 | 13.8683 | 13.8683
8 | 31 | 0 | 5809 | Yes |  | Pwr_5809 |  | 13.8683 | 13.8683 | 13.8683
8 | 31 | 1 | 5810 | Yes |  | Pwr_5810 |  | 13.8683 | 13.8683 | 13.8683
8 | 31 | 2 | 5811 | Yes |  | Pwr_5811 |  | 13.8683 | 13.8683 | 13.8683
8 | 31 | 3 | 5812 | Yes |  | Pwr_5812 |  | 13.8683 | 13.8683 | 13.8683
8 | 31 | 4 | 5813 | Yes |  | Pwr_5813 |  | 20.8025 | 20.8025 | 20.8025
8 | 31 | 5 | 5814 | Yes |  | Pwr_5814 |  | 31.2038 | 31.2038 | 31.2038
8 | 31 | 6 | 5815 | Yes |  | Pwr_5815 |  | 40.2182 | 40.2182 | 40.2182
8 | 31 | 7 | 5816 | Yes |  | Pwr_5816 |  | 48.5392 | 48.5392 | 48.5392
8 | 31 | 8 | 5817 | Yes |  | Pwr_5817 |  | 58.9405 | 58.9405 | 58.9405
8 | 31 | 9 | 5818 | Yes |  | Pwr_5818 |  | 71.422 | 71.422 | 71.422
8 | 31 | 10 | 5819 | Yes |  | Pwr_5819 |  | 68.6483 | 68.6483 | 68.6483
8 | 31 | 11 | 5820 | Yes |  | Pwr_5820 |  | 63.7944 | 63.7944 | 63.7944
8 | 31 | 12 | 5821 | Yes |  | Pwr_5821 |  | 65.8746 | 65.8746 | 65.8746
8 | 31 | 13 | 5822 | Yes |  | Pwr_5822 |  | 69.3417 | 69.3417 | 69.3417
8 | 31 | 14 | 5823 | Yes |  | Pwr_5823 |  | 70.7286 | 70.7286 | 70.7286
8 | 31 | 15 | 5824 | Yes |  | Pwr_5824 |  | 71.422 | 71.422 | 71.422
8 | 31 | 16 | 5825 | Yes |  | Pwr_5825 |  | 72.8088 | 72.8088 | 72.8088
8 | 31 | 17 | 5826 | Yes |  | Pwr_5826 |  | 58.9405 | 58.9405 | 58.9405
8 | 31 | 18 | 5827 | Yes |  | Pwr_5827 |  | 48.5392 | 48.5392 | 48.5392
8 | 31 | 19 | 5828 | Yes |  | Pwr_5828 |  | 38.1379 | 38.1379 | 38.1379
8 | 31 | 20 | 5829 | Yes |  | Pwr_5829 |  | 24.2696 | 24.2696 | 24.2696
8 | 31 | 21 | 5830 | Yes |  | Pwr_5830 |  | 13.8683 | 13.8683 | 13.8683
8 | 31 | 22 | 5831 | Yes |  | Pwr_5831 |  | 13.8683 | 13.8683 | 13.8683
8 | 31 | 23 | 5832 | Yes |  | Pwr_5832 |  | 13.8683 | 13.8683 | 13.8683
9 | 1 | 0 | 5833 | Sunday |  | Pwr_5833 |  | 13.8683 | 13.8683 | 13.8683
9 | 1 | 1 | 5834 | Sunday |  | Pwr_5834 |  | 13.8683 | 13.8683 | 13.8683
9 | 1 | 2 | 5835 | Sunday |  | Pwr_5835 |  | 13.8683 | 13.8683 | 13.8683
9 | 1 | 3 | 5836 | Sunday |  | Pwr_5836 |  | 13.8683 | 13.8683 | 13.8683
9 | 1 | 4 | 5837 | Sunday |  | Pwr_5837 |  | 13.8683 | 13.8683 | 13.8683
9 | 1 | 5 | 5838 | Sunday |  | Pwr_5838 |  | 13.8683 | 13.8683 | 13.8683
9 | 1 | 6 | 5839 | Sunday |  | Pwr_5839 |  | 13.8683 | 13.8683 | 13.8683
9 | 1 | 7 | 5840 | Sunday |  | Pwr_5840 |  | 13.8683 | 13.8683 | 13.8683
9 | 1 | 8 | 5841 | Sunday |  | Pwr_5841 |  | 13.8683 | 13.8683 | 13.8683
9 | 1 | 9 | 5842 | Sunday |  | Pwr_5842 |  | 13.8683 | 13.8683 | 13.8683
9 | 1 | 10 | 5843 | Sunday |  | Pwr_5843 |  | 13.8683 | 13.8683 | 13.8683
9 | 1 | 11 | 5844 | Sunday |  | Pwr_5844 |  | 13.8683 | 13.8683 | 13.8683
9 | 1 | 12 | 5845 | Sunday |  | Pwr_5845 |  | 13.8683 | 13.8683 | 13.8683
9 | 1 | 13 | 5846 | Sunday |  | Pwr_5846 |  | 13.8683 | 13.8683 | 13.8683
9 | 1 | 14 | 5847 | Sunday |  | Pwr_5847 |  | 13.8683 | 13.8683 | 13.8683
9 | 1 | 15 | 5848 | Sunday |  | Pwr_5848 |  | 13.8683 | 13.8683 | 13.8683
9 | 1 | 16 | 5849 | Sunday |  | Pwr_5849 |  | 13.8683 | 13.8683 | 13.8683
9 | 1 | 17 | 5850 | Sunday |  | Pwr_5850 |  | 13.8683 | 13.8683 | 13.8683
9 | 1 | 18 | 5851 | Sunday |  | Pwr_5851 |  | 13.8683 | 13.8683 | 13.8683
9 | 1 | 19 | 5852 | Sunday |  | Pwr_5852 |  | 13.8683 | 13.8683 | 13.8683
9 | 1 | 20 | 5853 | Sunday |  | Pwr_5853 |  | 13.8683 | 13.8683 | 13.8683
9 | 1 | 21 | 5854 | Sunday |  | Pwr_5854 |  | 13.8683 | 13.8683 | 13.8683
9 | 1 | 22 | 5855 | Sunday |  | Pwr_5855 |  | 13.8683 | 13.8683 | 13.8683
9 | 1 | 23 | 5856 | Sunday |  | Pwr_5856 |  | 13.8683 | 13.8683 | 13.8683
9 | 2 | 0 | 5857 | Yes |  | Pwr_5857 |  | 13.8683 | 13.8683 | 13.8683
9 | 2 | 1 | 5858 | Yes |  | Pwr_5858 |  | 13.8683 | 13.8683 | 13.8683
9 | 2 | 2 | 5859 | Yes |  | Pwr_5859 |  | 13.8683 | 13.8683 | 13.8683
9 | 2 | 3 | 5860 | Yes |  | Pwr_5860 |  | 13.8683 | 13.8683 | 13.8683
9 | 2 | 4 | 5861 | Yes |  | Pwr_5861 |  | 13.8683 | 13.8683 | 13.8683
9 | 2 | 5 | 5862 | Yes |  | Pwr_5862 |  | 13.8683 | 13.8683 | 13.8683
9 | 2 | 6 | 5863 | Yes |  | Pwr_5863 |  | 13.8683 | 13.8683 | 13.8683
9 | 2 | 7 | 5864 | Yes |  | Pwr_5864 |  | 13.8683 | 13.8683 | 13.8683
9 | 2 | 8 | 5865 | Yes |  | Pwr_5865 |  | 13.8683 | 13.8683 | 13.8683
9 | 2 | 9 | 5866 | Yes |  | Pwr_5866 |  | 13.8683 | 13.8683 | 13.8683
9 | 2 | 10 | 5867 | Yes |  | Pwr_5867 |  | 13.8683 | 13.8683 | 13.8683
9 | 2 | 11 | 5868 | Yes |  | Pwr_5868 |  | 13.8683 | 13.8683 | 13.8683
9 | 2 | 12 | 5869 | Yes |  | Pwr_5869 |  | 13.8683 | 13.8683 | 13.8683
9 | 2 | 13 | 5870 | Yes |  | Pwr_5870 |  | 13.8683 | 13.8683 | 13.8683
9 | 2 | 14 | 5871 | Yes |  | Pwr_5871 |  | 13.8683 | 13.8683 | 13.8683
9 | 2 | 15 | 5872 | Yes |  | Pwr_5872 |  | 13.8683 | 13.8683 | 13.8683
9 | 2 | 16 | 5873 | Yes |  | Pwr_5873 |  | 13.8683 | 13.8683 | 13.8683
9 | 2 | 17 | 5874 | Yes |  | Pwr_5874 |  | 13.8683 | 13.8683 | 13.8683
9 | 2 | 18 | 5875 | Yes |  | Pwr_5875 |  | 13.8683 | 13.8683 | 13.8683
9 | 2 | 19 | 5876 | Yes |  | Pwr_5876 |  | 13.8683 | 13.8683 | 13.8683
9 | 2 | 20 | 5877 | Yes |  | Pwr_5877 |  | 13.8683 | 13.8683 | 13.8683
9 | 2 | 21 | 5878 | Yes |  | Pwr_5878 |  | 13.8683 | 13.8683 | 13.8683
9 | 2 | 22 | 5879 | Yes |  | Pwr_5879 |  | 13.8683 | 13.8683 | 13.8683
9 | 2 | 23 | 5880 | Yes |  | Pwr_5880 |  | 13.8683 | 13.8683 | 13.8683
9 | 3 | 0 | 5881 | Yes |  | Pwr_5881 |  | 13.8683 | 13.8683 | 13.8683
9 | 3 | 1 | 5882 | Yes |  | Pwr_5882 |  | 13.8683 | 13.8683 | 13.8683
9 | 3 | 2 | 5883 | Yes |  | Pwr_5883 |  | 13.8683 | 13.8683 | 13.8683
9 | 3 | 3 | 5884 | Yes |  | Pwr_5884 |  | 13.8683 | 13.8683 | 13.8683
9 | 3 | 4 | 5885 | Yes |  | Pwr_5885 |  | 20.8025 | 20.8025 | 20.8025
9 | 3 | 5 | 5886 | Yes |  | Pwr_5886 |  | 31.2038 | 31.2038 | 31.2038
9 | 3 | 6 | 5887 | Yes |  | Pwr_5887 |  | 40.2182 | 40.2182 | 40.2182
9 | 3 | 7 | 5888 | Yes |  | Pwr_5888 |  | 48.5392 | 48.5392 | 48.5392
9 | 3 | 8 | 5889 | Yes |  | Pwr_5889 |  | 58.9405 | 58.9405 | 58.9405
9 | 3 | 9 | 5890 | Yes |  | Pwr_5890 |  | 71.422 | 71.422 | 71.422
9 | 3 | 10 | 5891 | Yes |  | Pwr_5891 |  | 68.6483 | 68.6483 | 68.6483
9 | 3 | 11 | 5892 | Yes |  | Pwr_5892 |  | 63.7944 | 63.7944 | 63.7944
9 | 3 | 12 | 5893 | Yes |  | Pwr_5893 |  | 65.8746 | 65.8746 | 65.8746
9 | 3 | 13 | 5894 | Yes |  | Pwr_5894 |  | 69.3417 | 69.3417 | 69.3417
9 | 3 | 14 | 5895 | Yes |  | Pwr_5895 |  | 70.7286 | 70.7286 | 70.7286
9 | 3 | 15 | 5896 | Yes |  | Pwr_5896 |  | 71.422 | 71.422 | 71.422
9 | 3 | 16 | 5897 | Yes |  | Pwr_5897 |  | 72.8088 | 72.8088 | 72.8088
9 | 3 | 17 | 5898 | Yes |  | Pwr_5898 |  | 58.9405 | 58.9405 | 58.9405
9 | 3 | 18 | 5899 | Yes |  | Pwr_5899 |  | 48.5392 | 48.5392 | 48.5392
9 | 3 | 19 | 5900 | Yes |  | Pwr_5900 |  | 38.1379 | 38.1379 | 38.1379
9 | 3 | 20 | 5901 | Yes |  | Pwr_5901 |  | 24.2696 | 24.2696 | 24.2696
9 | 3 | 21 | 5902 | Yes |  | Pwr_5902 |  | 13.8683 | 13.8683 | 13.8683
9 | 3 | 22 | 5903 | Yes |  | Pwr_5903 |  | 13.8683 | 13.8683 | 13.8683
9 | 3 | 23 | 5904 | Yes |  | Pwr_5904 |  | 13.8683 | 13.8683 | 13.8683
9 | 4 | 0 | 5905 | Yes |  | Pwr_5905 |  | 13.8683 | 13.8683 | 13.8683
9 | 4 | 1 | 5906 | Yes |  | Pwr_5906 |  | 13.8683 | 13.8683 | 13.8683
9 | 4 | 2 | 5907 | Yes |  | Pwr_5907 |  | 13.8683 | 13.8683 | 13.8683
9 | 4 | 3 | 5908 | Yes |  | Pwr_5908 |  | 13.8683 | 13.8683 | 13.8683
9 | 4 | 4 | 5909 | Yes |  | Pwr_5909 |  | 20.8025 | 20.8025 | 20.8025
9 | 4 | 5 | 5910 | Yes |  | Pwr_5910 |  | 31.2038 | 31.2038 | 31.2038
9 | 4 | 6 | 5911 | Yes |  | Pwr_5911 |  | 40.2182 | 40.2182 | 40.2182
9 | 4 | 7 | 5912 | Yes |  | Pwr_5912 |  | 48.5392 | 48.5392 | 48.5392
9 | 4 | 8 | 5913 | Yes |  | Pwr_5913 |  | 58.9405 | 58.9405 | 58.9405
9 | 4 | 9 | 5914 | Yes |  | Pwr_5914 |  | 71.422 | 71.422 | 71.422
9 | 4 | 10 | 5915 | Yes |  | Pwr_5915 |  | 68.6483 | 68.6483 | 68.6483
9 | 4 | 11 | 5916 | Yes |  | Pwr_5916 |  | 63.7944 | 63.7944 | 63.7944
9 | 4 | 12 | 5917 | Yes |  | Pwr_5917 |  | 65.8746 | 65.8746 | 65.8746
9 | 4 | 13 | 5918 | Yes |  | Pwr_5918 |  | 69.3417 | 69.3417 | 69.3417
9 | 4 | 14 | 5919 | Yes |  | Pwr_5919 |  | 70.7286 | 70.7286 | 70.7286
9 | 4 | 15 | 5920 | Yes |  | Pwr_5920 |  | 71.422 | 71.422 | 71.422
9 | 4 | 16 | 5921 | Yes |  | Pwr_5921 |  | 72.8088 | 72.8088 | 72.8088
9 | 4 | 17 | 5922 | Yes |  | Pwr_5922 |  | 58.9405 | 58.9405 | 58.9405
9 | 4 | 18 | 5923 | Yes |  | Pwr_5923 |  | 48.5392 | 48.5392 | 48.5392
9 | 4 | 19 | 5924 | Yes |  | Pwr_5924 |  | 38.1379 | 38.1379 | 38.1379
9 | 4 | 20 | 5925 | Yes |  | Pwr_5925 |  | 24.2696 | 24.2696 | 24.2696
9 | 4 | 21 | 5926 | Yes |  | Pwr_5926 |  | 13.8683 | 13.8683 | 13.8683
9 | 4 | 22 | 5927 | Yes |  | Pwr_5927 |  | 13.8683 | 13.8683 | 13.8683
9 | 4 | 23 | 5928 | Yes |  | Pwr_5928 |  | 13.8683 | 13.8683 | 13.8683
9 | 5 | 0 | 5929 | Yes |  | Pwr_5929 |  | 13.8683 | 13.8683 | 13.8683
9 | 5 | 1 | 5930 | Yes |  | Pwr_5930 |  | 13.8683 | 13.8683 | 13.8683
9 | 5 | 2 | 5931 | Yes |  | Pwr_5931 |  | 13.8683 | 13.8683 | 13.8683
9 | 5 | 3 | 5932 | Yes |  | Pwr_5932 |  | 13.8683 | 13.8683 | 13.8683
9 | 5 | 4 | 5933 | Yes |  | Pwr_5933 |  | 20.8025 | 20.8025 | 20.8025
9 | 5 | 5 | 5934 | Yes |  | Pwr_5934 |  | 31.2038 | 31.2038 | 31.2038
9 | 5 | 6 | 5935 | Yes |  | Pwr_5935 |  | 40.2182 | 40.2182 | 40.2182
9 | 5 | 7 | 5936 | Yes |  | Pwr_5936 |  | 48.5392 | 48.5392 | 48.5392
9 | 5 | 8 | 5937 | Yes |  | Pwr_5937 |  | 58.9405 | 58.9405 | 58.9405
9 | 5 | 9 | 5938 | Yes |  | Pwr_5938 |  | 71.422 | 71.422 | 71.422
9 | 5 | 10 | 5939 | Yes |  | Pwr_5939 |  | 68.6483 | 68.6483 | 68.6483
9 | 5 | 11 | 5940 | Yes |  | Pwr_5940 |  | 63.7944 | 63.7944 | 63.7944
9 | 5 | 12 | 5941 | Yes |  | Pwr_5941 |  | 65.8746 | 65.8746 | 65.8746
9 | 5 | 13 | 5942 | Yes |  | Pwr_5942 |  | 69.3417 | 69.3417 | 69.3417
9 | 5 | 14 | 5943 | Yes |  | Pwr_5943 |  | 70.7286 | 70.7286 | 70.7286
9 | 5 | 15 | 5944 | Yes |  | Pwr_5944 |  | 71.422 | 71.422 | 71.422
9 | 5 | 16 | 5945 | Yes |  | Pwr_5945 |  | 72.8088 | 72.8088 | 72.8088
9 | 5 | 17 | 5946 | Yes |  | Pwr_5946 |  | 58.9405 | 58.9405 | 58.9405
9 | 5 | 18 | 5947 | Yes |  | Pwr_5947 |  | 48.5392 | 48.5392 | 48.5392
9 | 5 | 19 | 5948 | Yes |  | Pwr_5948 |  | 38.1379 | 38.1379 | 38.1379
9 | 5 | 20 | 5949 | Yes |  | Pwr_5949 |  | 24.2696 | 24.2696 | 24.2696
9 | 5 | 21 | 5950 | Yes |  | Pwr_5950 |  | 13.8683 | 13.8683 | 13.8683
9 | 5 | 22 | 5951 | Yes |  | Pwr_5951 |  | 13.8683 | 13.8683 | 13.8683
9 | 5 | 23 | 5952 | Yes |  | Pwr_5952 |  | 13.8683 | 13.8683 | 13.8683
9 | 6 | 0 | 5953 | Yes |  | Pwr_5953 |  | 13.8683 | 13.8683 | 13.8683
9 | 6 | 1 | 5954 | Yes |  | Pwr_5954 |  | 13.8683 | 13.8683 | 13.8683
9 | 6 | 2 | 5955 | Yes |  | Pwr_5955 |  | 13.8683 | 13.8683 | 13.8683
9 | 6 | 3 | 5956 | Yes |  | Pwr_5956 |  | 13.8683 | 13.8683 | 13.8683
9 | 6 | 4 | 5957 | Yes |  | Pwr_5957 |  | 20.8025 | 20.8025 | 20.8025
9 | 6 | 5 | 5958 | Yes |  | Pwr_5958 |  | 31.2038 | 31.2038 | 31.2038
9 | 6 | 6 | 5959 | Yes |  | Pwr_5959 |  | 40.2182 | 40.2182 | 40.2182
9 | 6 | 7 | 5960 | Yes |  | Pwr_5960 |  | 48.5392 | 48.5392 | 48.5392
9 | 6 | 8 | 5961 | Yes |  | Pwr_5961 |  | 58.9405 | 58.9405 | 58.9405
9 | 6 | 9 | 5962 | Yes |  | Pwr_5962 |  | 71.422 | 71.422 | 71.422
9 | 6 | 10 | 5963 | Yes |  | Pwr_5963 |  | 68.6483 | 68.6483 | 68.6483
9 | 6 | 11 | 5964 | Yes |  | Pwr_5964 |  | 63.7944 | 63.7944 | 63.7944
9 | 6 | 12 | 5965 | Yes |  | Pwr_5965 |  | 65.8746 | 65.8746 | 65.8746
9 | 6 | 13 | 5966 | Yes |  | Pwr_5966 |  | 69.3417 | 69.3417 | 69.3417
9 | 6 | 14 | 5967 | Yes |  | Pwr_5967 |  | 70.7286 | 70.7286 | 70.7286
9 | 6 | 15 | 5968 | Yes |  | Pwr_5968 |  | 71.422 | 71.422 | 71.422
9 | 6 | 16 | 5969 | Yes |  | Pwr_5969 |  | 72.8088 | 72.8088 | 72.8088
9 | 6 | 17 | 5970 | Yes |  | Pwr_5970 |  | 58.9405 | 58.9405 | 58.9405
9 | 6 | 18 | 5971 | Yes |  | Pwr_5971 |  | 48.5392 | 48.5392 | 48.5392
9 | 6 | 19 | 5972 | Yes |  | Pwr_5972 |  | 38.1379 | 38.1379 | 38.1379
9 | 6 | 20 | 5973 | Yes |  | Pwr_5973 |  | 24.2696 | 24.2696 | 24.2696
9 | 6 | 21 | 5974 | Yes |  | Pwr_5974 |  | 13.8683 | 13.8683 | 13.8683
9 | 6 | 22 | 5975 | Yes |  | Pwr_5975 |  | 13.8683 | 13.8683 | 13.8683
9 | 6 | 23 | 5976 | Yes |  | Pwr_5976 |  | 13.8683 | 13.8683 | 13.8683
9 | 7 | 0 | 5977 | Saturday |  | Pwr_5977 |  | 13.8683 | 13.8683 | 13.8683
9 | 7 | 1 | 5978 | Saturday |  | Pwr_5978 |  | 13.8683 | 13.8683 | 13.8683
9 | 7 | 2 | 5979 | Saturday |  | Pwr_5979 |  | 13.8683 | 13.8683 | 13.8683
9 | 7 | 3 | 5980 | Saturday |  | Pwr_5980 |  | 13.8683 | 13.8683 | 13.8683
9 | 7 | 4 | 5981 | Saturday |  | Pwr_5981 |  | 20.8025 | 20.8025 | 20.8025
9 | 7 | 5 | 5982 | Saturday |  | Pwr_5982 |  | 31.2038 | 31.2038 | 31.2038
9 | 7 | 6 | 5983 | Saturday |  | Pwr_5983 |  | 40.2182 | 40.2182 | 40.2182
9 | 7 | 7 | 5984 | Saturday |  | Pwr_5984 |  | 48.5392 | 48.5392 | 48.5392
9 | 7 | 8 | 5985 | Saturday |  | Pwr_5985 |  | 58.9405 | 58.9405 | 58.9405
9 | 7 | 9 | 5986 | Saturday |  | Pwr_5986 |  | 71.422 | 71.422 | 71.422
9 | 7 | 10 | 5987 | Saturday |  | Pwr_5987 |  | 68.6483 | 68.6483 | 68.6483
9 | 7 | 11 | 5988 | Saturday |  | Pwr_5988 |  | 63.7944 | 63.7944 | 63.7944
9 | 7 | 12 | 5989 | Saturday |  | Pwr_5989 |  | 65.8746 | 65.8746 | 65.8746
9 | 7 | 13 | 5990 | Saturday |  | Pwr_5990 |  | 69.3417 | 69.3417 | 69.3417
9 | 7 | 14 | 5991 | Saturday |  | Pwr_5991 |  | 70.7286 | 70.7286 | 70.7286
9 | 7 | 15 | 5992 | Saturday |  | Pwr_5992 |  | 71.422 | 71.422 | 71.422
9 | 7 | 16 | 5993 | Saturday |  | Pwr_5993 |  | 72.8088 | 72.8088 | 72.8088
9 | 7 | 17 | 5994 | Saturday |  | Pwr_5994 |  | 58.9405 | 58.9405 | 58.9405
9 | 7 | 18 | 5995 | Saturday |  | Pwr_5995 |  | 48.5392 | 48.5392 | 48.5392
9 | 7 | 19 | 5996 | Saturday |  | Pwr_5996 |  | 38.1379 | 38.1379 | 38.1379
9 | 7 | 20 | 5997 | Saturday |  | Pwr_5997 |  | 24.2696 | 24.2696 | 24.2696
9 | 7 | 21 | 5998 | Saturday |  | Pwr_5998 |  | 13.8683 | 13.8683 | 13.8683
9 | 7 | 22 | 5999 | Saturday |  | Pwr_5999 |  | 13.8683 | 13.8683 | 13.8683
9 | 7 | 23 | 6000 | Saturday |  | Pwr_6000 |  | 13.8683 | 13.8683 | 13.8683
9 | 8 | 0 | 6001 | Sunday |  | Pwr_6001 |  | 13.8683 | 13.8683 | 13.8683
9 | 8 | 1 | 6002 | Sunday |  | Pwr_6002 |  | 13.8683 | 13.8683 | 13.8683
9 | 8 | 2 | 6003 | Sunday |  | Pwr_6003 |  | 13.8683 | 13.8683 | 13.8683
9 | 8 | 3 | 6004 | Sunday |  | Pwr_6004 |  | 13.8683 | 13.8683 | 13.8683
9 | 8 | 4 | 6005 | Sunday |  | Pwr_6005 |  | 13.8683 | 13.8683 | 13.8683
9 | 8 | 5 | 6006 | Sunday |  | Pwr_6006 |  | 13.8683 | 13.8683 | 13.8683
9 | 8 | 6 | 6007 | Sunday |  | Pwr_6007 |  | 13.8683 | 13.8683 | 13.8683
9 | 8 | 7 | 6008 | Sunday |  | Pwr_6008 |  | 13.8683 | 13.8683 | 13.8683
9 | 8 | 8 | 6009 | Sunday |  | Pwr_6009 |  | 13.8683 | 13.8683 | 13.8683
9 | 8 | 9 | 6010 | Sunday |  | Pwr_6010 |  | 13.8683 | 13.8683 | 13.8683
9 | 8 | 10 | 6011 | Sunday |  | Pwr_6011 |  | 13.8683 | 13.8683 | 13.8683
9 | 8 | 11 | 6012 | Sunday |  | Pwr_6012 |  | 13.8683 | 13.8683 | 13.8683
9 | 8 | 12 | 6013 | Sunday |  | Pwr_6013 |  | 13.8683 | 13.8683 | 13.8683
9 | 8 | 13 | 6014 | Sunday |  | Pwr_6014 |  | 13.8683 | 13.8683 | 13.8683
9 | 8 | 14 | 6015 | Sunday |  | Pwr_6015 |  | 13.8683 | 13.8683 | 13.8683
9 | 8 | 15 | 6016 | Sunday |  | Pwr_6016 |  | 13.8683 | 13.8683 | 13.8683
9 | 8 | 16 | 6017 | Sunday |  | Pwr_6017 |  | 13.8683 | 13.8683 | 13.8683
9 | 8 | 17 | 6018 | Sunday |  | Pwr_6018 |  | 13.8683 | 13.8683 | 13.8683
9 | 8 | 18 | 6019 | Sunday |  | Pwr_6019 |  | 13.8683 | 13.8683 | 13.8683
9 | 8 | 19 | 6020 | Sunday |  | Pwr_6020 |  | 13.8683 | 13.8683 | 13.8683
9 | 8 | 20 | 6021 | Sunday |  | Pwr_6021 |  | 13.8683 | 13.8683 | 13.8683
9 | 8 | 21 | 6022 | Sunday |  | Pwr_6022 |  | 13.8683 | 13.8683 | 13.8683
9 | 8 | 22 | 6023 | Sunday |  | Pwr_6023 |  | 13.8683 | 13.8683 | 13.8683
9 | 8 | 23 | 6024 | Sunday |  | Pwr_6024 |  | 13.8683 | 13.8683 | 13.8683
9 | 9 | 0 | 6025 | Yes |  | Pwr_6025 |  | 13.8683 | 13.8683 | 13.8683
9 | 9 | 1 | 6026 | Yes |  | Pwr_6026 |  | 13.8683 | 13.8683 | 13.8683
9 | 9 | 2 | 6027 | Yes |  | Pwr_6027 |  | 13.8683 | 13.8683 | 13.8683
9 | 9 | 3 | 6028 | Yes |  | Pwr_6028 |  | 13.8683 | 13.8683 | 13.8683
9 | 9 | 4 | 6029 | Yes |  | Pwr_6029 |  | 13.8683 | 13.8683 | 13.8683
9 | 9 | 5 | 6030 | Yes |  | Pwr_6030 |  | 13.8683 | 13.8683 | 13.8683
9 | 9 | 6 | 6031 | Yes |  | Pwr_6031 |  | 13.8683 | 13.8683 | 13.8683
9 | 9 | 7 | 6032 | Yes |  | Pwr_6032 |  | 13.8683 | 13.8683 | 13.8683
9 | 9 | 8 | 6033 | Yes |  | Pwr_6033 |  | 13.8683 | 13.8683 | 13.8683
9 | 9 | 9 | 6034 | Yes |  | Pwr_6034 |  | 13.8683 | 13.8683 | 13.8683
9 | 9 | 10 | 6035 | Yes |  | Pwr_6035 |  | 13.8683 | 13.8683 | 13.8683
9 | 9 | 11 | 6036 | Yes |  | Pwr_6036 |  | 13.8683 | 13.8683 | 13.8683
9 | 9 | 12 | 6037 | Yes |  | Pwr_6037 |  | 13.8683 | 13.8683 | 13.8683
9 | 9 | 13 | 6038 | Yes |  | Pwr_6038 |  | 13.8683 | 13.8683 | 13.8683
9 | 9 | 14 | 6039 | Yes |  | Pwr_6039 |  | 13.8683 | 13.8683 | 13.8683
9 | 9 | 15 | 6040 | Yes |  | Pwr_6040 |  | 13.8683 | 13.8683 | 13.8683
9 | 9 | 16 | 6041 | Yes |  | Pwr_6041 |  | 13.8683 | 13.8683 | 13.8683
9 | 9 | 17 | 6042 | Yes |  | Pwr_6042 |  | 13.8683 | 13.8683 | 13.8683
9 | 9 | 18 | 6043 | Yes |  | Pwr_6043 |  | 13.8683 | 13.8683 | 13.8683
9 | 9 | 19 | 6044 | Yes |  | Pwr_6044 |  | 13.8683 | 13.8683 | 13.8683
9 | 9 | 20 | 6045 | Yes |  | Pwr_6045 |  | 13.8683 | 13.8683 | 13.8683
9 | 9 | 21 | 6046 | Yes |  | Pwr_6046 |  | 13.8683 | 13.8683 | 13.8683
9 | 9 | 22 | 6047 | Yes |  | Pwr_6047 |  | 13.8683 | 13.8683 | 13.8683
9 | 9 | 23 | 6048 | Yes |  | Pwr_6048 |  | 13.8683 | 13.8683 | 13.8683
9 | 10 | 0 | 6049 | Yes |  | Pwr_6049 |  | 13.8683 | 13.8683 | 13.8683
9 | 10 | 1 | 6050 | Yes |  | Pwr_6050 |  | 13.8683 | 13.8683 | 13.8683
9 | 10 | 2 | 6051 | Yes |  | Pwr_6051 |  | 13.8683 | 13.8683 | 13.8683
9 | 10 | 3 | 6052 | Yes |  | Pwr_6052 |  | 13.8683 | 13.8683 | 13.8683
9 | 10 | 4 | 6053 | Yes |  | Pwr_6053 |  | 20.8025 | 20.8025 | 20.8025
9 | 10 | 5 | 6054 | Yes |  | Pwr_6054 |  | 31.2038 | 31.2038 | 31.2038
9 | 10 | 6 | 6055 | Yes |  | Pwr_6055 |  | 40.2182 | 40.2182 | 40.2182
9 | 10 | 7 | 6056 | Yes |  | Pwr_6056 |  | 48.5392 | 48.5392 | 48.5392
9 | 10 | 8 | 6057 | Yes |  | Pwr_6057 |  | 58.9405 | 58.9405 | 58.9405
9 | 10 | 9 | 6058 | Yes |  | Pwr_6058 |  | 71.422 | 71.422 | 71.422
9 | 10 | 10 | 6059 | Yes |  | Pwr_6059 |  | 68.6483 | 68.6483 | 68.6483
9 | 10 | 11 | 6060 | Yes |  | Pwr_6060 |  | 63.7944 | 63.7944 | 63.7944
9 | 10 | 12 | 6061 | Yes |  | Pwr_6061 |  | 65.8746 | 65.8746 | 65.8746
9 | 10 | 13 | 6062 | Yes |  | Pwr_6062 |  | 69.3417 | 69.3417 | 69.3417
9 | 10 | 14 | 6063 | Yes |  | Pwr_6063 |  | 70.7286 | 70.7286 | 70.7286
9 | 10 | 15 | 6064 | Yes |  | Pwr_6064 |  | 71.422 | 71.422 | 71.422
9 | 10 | 16 | 6065 | Yes |  | Pwr_6065 |  | 72.8088 | 72.8088 | 72.8088
9 | 10 | 17 | 6066 | Yes |  | Pwr_6066 |  | 58.9405 | 58.9405 | 58.9405
9 | 10 | 18 | 6067 | Yes |  | Pwr_6067 |  | 48.5392 | 48.5392 | 48.5392
9 | 10 | 19 | 6068 | Yes |  | Pwr_6068 |  | 38.1379 | 38.1379 | 38.1379
9 | 10 | 20 | 6069 | Yes |  | Pwr_6069 |  | 24.2696 | 24.2696 | 24.2696
9 | 10 | 21 | 6070 | Yes |  | Pwr_6070 |  | 13.8683 | 13.8683 | 13.8683
9 | 10 | 22 | 6071 | Yes |  | Pwr_6071 |  | 13.8683 | 13.8683 | 13.8683
9 | 10 | 23 | 6072 | Yes |  | Pwr_6072 |  | 13.8683 | 13.8683 | 13.8683
9 | 11 | 0 | 6073 | Yes |  | Pwr_6073 |  | 13.8683 | 13.8683 | 13.8683
9 | 11 | 1 | 6074 | Yes |  | Pwr_6074 |  | 13.8683 | 13.8683 | 13.8683
9 | 11 | 2 | 6075 | Yes |  | Pwr_6075 |  | 13.8683 | 13.8683 | 13.8683
9 | 11 | 3 | 6076 | Yes |  | Pwr_6076 |  | 13.8683 | 13.8683 | 13.8683
9 | 11 | 4 | 6077 | Yes |  | Pwr_6077 |  | 20.8025 | 20.8025 | 20.8025
9 | 11 | 5 | 6078 | Yes |  | Pwr_6078 |  | 31.2038 | 31.2038 | 31.2038
9 | 11 | 6 | 6079 | Yes |  | Pwr_6079 |  | 40.2182 | 40.2182 | 40.2182
9 | 11 | 7 | 6080 | Yes |  | Pwr_6080 |  | 48.5392 | 48.5392 | 48.5392
9 | 11 | 8 | 6081 | Yes |  | Pwr_6081 |  | 58.9405 | 58.9405 | 58.9405
9 | 11 | 9 | 6082 | Yes |  | Pwr_6082 |  | 71.422 | 71.422 | 71.422
9 | 11 | 10 | 6083 | Yes |  | Pwr_6083 |  | 68.6483 | 68.6483 | 68.6483
9 | 11 | 11 | 6084 | Yes |  | Pwr_6084 |  | 63.7944 | 63.7944 | 63.7944
9 | 11 | 12 | 6085 | Yes |  | Pwr_6085 |  | 65.8746 | 65.8746 | 65.8746
9 | 11 | 13 | 6086 | Yes |  | Pwr_6086 |  | 69.3417 | 69.3417 | 69.3417
9 | 11 | 14 | 6087 | Yes |  | Pwr_6087 |  | 70.7286 | 70.7286 | 70.7286
9 | 11 | 15 | 6088 | Yes |  | Pwr_6088 |  | 71.422 | 71.422 | 71.422
9 | 11 | 16 | 6089 | Yes |  | Pwr_6089 |  | 72.8088 | 72.8088 | 72.8088
9 | 11 | 17 | 6090 | Yes |  | Pwr_6090 |  | 58.9405 | 58.9405 | 58.9405
9 | 11 | 18 | 6091 | Yes |  | Pwr_6091 |  | 48.5392 | 48.5392 | 48.5392
9 | 11 | 19 | 6092 | Yes |  | Pwr_6092 |  | 38.1379 | 38.1379 | 38.1379
9 | 11 | 20 | 6093 | Yes |  | Pwr_6093 |  | 24.2696 | 24.2696 | 24.2696
9 | 11 | 21 | 6094 | Yes |  | Pwr_6094 |  | 13.8683 | 13.8683 | 13.8683
9 | 11 | 22 | 6095 | Yes |  | Pwr_6095 |  | 13.8683 | 13.8683 | 13.8683
9 | 11 | 23 | 6096 | Yes |  | Pwr_6096 |  | 13.8683 | 13.8683 | 13.8683
9 | 12 | 0 | 6097 | Yes |  | Pwr_6097 |  | 13.8683 | 13.8683 | 13.8683
9 | 12 | 1 | 6098 | Yes |  | Pwr_6098 |  | 13.8683 | 13.8683 | 13.8683
9 | 12 | 2 | 6099 | Yes |  | Pwr_6099 |  | 13.8683 | 13.8683 | 13.8683
9 | 12 | 3 | 6100 | Yes |  | Pwr_6100 |  | 13.8683 | 13.8683 | 13.8683
9 | 12 | 4 | 6101 | Yes |  | Pwr_6101 |  | 20.8025 | 20.8025 | 20.8025
9 | 12 | 5 | 6102 | Yes |  | Pwr_6102 |  | 31.2038 | 31.2038 | 31.2038
9 | 12 | 6 | 6103 | Yes |  | Pwr_6103 |  | 40.2182 | 40.2182 | 40.2182
9 | 12 | 7 | 6104 | Yes |  | Pwr_6104 |  | 48.5392 | 48.5392 | 48.5392
9 | 12 | 8 | 6105 | Yes |  | Pwr_6105 |  | 58.9405 | 58.9405 | 58.9405
9 | 12 | 9 | 6106 | Yes |  | Pwr_6106 |  | 71.422 | 71.422 | 71.422
9 | 12 | 10 | 6107 | Yes |  | Pwr_6107 |  | 68.6483 | 68.6483 | 68.6483
9 | 12 | 11 | 6108 | Yes |  | Pwr_6108 |  | 63.7944 | 63.7944 | 63.7944
9 | 12 | 12 | 6109 | Yes |  | Pwr_6109 |  | 65.8746 | 65.8746 | 65.8746
9 | 12 | 13 | 6110 | Yes |  | Pwr_6110 |  | 69.3417 | 69.3417 | 69.3417
9 | 12 | 14 | 6111 | Yes |  | Pwr_6111 |  | 70.7286 | 70.7286 | 70.7286
9 | 12 | 15 | 6112 | Yes |  | Pwr_6112 |  | 71.422 | 71.422 | 71.422
9 | 12 | 16 | 6113 | Yes |  | Pwr_6113 |  | 72.8088 | 72.8088 | 72.8088
9 | 12 | 17 | 6114 | Yes |  | Pwr_6114 |  | 58.9405 | 58.9405 | 58.9405
9 | 12 | 18 | 6115 | Yes |  | Pwr_6115 |  | 48.5392 | 48.5392 | 48.5392
9 | 12 | 19 | 6116 | Yes |  | Pwr_6116 |  | 38.1379 | 38.1379 | 38.1379
9 | 12 | 20 | 6117 | Yes |  | Pwr_6117 |  | 24.2696 | 24.2696 | 24.2696
9 | 12 | 21 | 6118 | Yes |  | Pwr_6118 |  | 13.8683 | 13.8683 | 13.8683
9 | 12 | 22 | 6119 | Yes |  | Pwr_6119 |  | 13.8683 | 13.8683 | 13.8683
9 | 12 | 23 | 6120 | Yes |  | Pwr_6120 |  | 13.8683 | 13.8683 | 13.8683
9 | 13 | 0 | 6121 | Yes |  | Pwr_6121 |  | 13.8683 | 13.8683 | 13.8683
9 | 13 | 1 | 6122 | Yes |  | Pwr_6122 |  | 13.8683 | 13.8683 | 13.8683
9 | 13 | 2 | 6123 | Yes |  | Pwr_6123 |  | 13.8683 | 13.8683 | 13.8683
9 | 13 | 3 | 6124 | Yes |  | Pwr_6124 |  | 13.8683 | 13.8683 | 13.8683
9 | 13 | 4 | 6125 | Yes |  | Pwr_6125 |  | 20.8025 | 20.8025 | 20.8025
9 | 13 | 5 | 6126 | Yes |  | Pwr_6126 |  | 31.2038 | 31.2038 | 31.2038
9 | 13 | 6 | 6127 | Yes |  | Pwr_6127 |  | 40.2182 | 40.2182 | 40.2182
9 | 13 | 7 | 6128 | Yes |  | Pwr_6128 |  | 48.5392 | 48.5392 | 48.5392
9 | 13 | 8 | 6129 | Yes |  | Pwr_6129 |  | 58.9405 | 58.9405 | 58.9405
9 | 13 | 9 | 6130 | Yes |  | Pwr_6130 |  | 71.422 | 71.422 | 71.422
9 | 13 | 10 | 6131 | Yes |  | Pwr_6131 |  | 68.6483 | 68.6483 | 68.6483
9 | 13 | 11 | 6132 | Yes |  | Pwr_6132 |  | 63.7944 | 63.7944 | 63.7944
9 | 13 | 12 | 6133 | Yes |  | Pwr_6133 |  | 65.8746 | 65.8746 | 65.8746
9 | 13 | 13 | 6134 | Yes |  | Pwr_6134 |  | 69.3417 | 69.3417 | 69.3417
9 | 13 | 14 | 6135 | Yes |  | Pwr_6135 |  | 70.7286 | 70.7286 | 70.7286
9 | 13 | 15 | 6136 | Yes |  | Pwr_6136 |  | 71.422 | 71.422 | 71.422
9 | 13 | 16 | 6137 | Yes |  | Pwr_6137 |  | 72.8088 | 72.8088 | 72.8088
9 | 13 | 17 | 6138 | Yes |  | Pwr_6138 |  | 58.9405 | 58.9405 | 58.9405
9 | 13 | 18 | 6139 | Yes |  | Pwr_6139 |  | 48.5392 | 48.5392 | 48.5392
9 | 13 | 19 | 6140 | Yes |  | Pwr_6140 |  | 38.1379 | 38.1379 | 38.1379
9 | 13 | 20 | 6141 | Yes |  | Pwr_6141 |  | 24.2696 | 24.2696 | 24.2696
9 | 13 | 21 | 6142 | Yes |  | Pwr_6142 |  | 13.8683 | 13.8683 | 13.8683
9 | 13 | 22 | 6143 | Yes |  | Pwr_6143 |  | 13.8683 | 13.8683 | 13.8683
9 | 13 | 23 | 6144 | Yes |  | Pwr_6144 |  | 13.8683 | 13.8683 | 13.8683
9 | 14 | 0 | 6145 | Saturday |  | Pwr_6145 |  | 13.8683 | 13.8683 | 13.8683
9 | 14 | 1 | 6146 | Saturday |  | Pwr_6146 |  | 13.8683 | 13.8683 | 13.8683
9 | 14 | 2 | 6147 | Saturday |  | Pwr_6147 |  | 13.8683 | 13.8683 | 13.8683
9 | 14 | 3 | 6148 | Saturday |  | Pwr_6148 |  | 13.8683 | 13.8683 | 13.8683
9 | 14 | 4 | 6149 | Saturday |  | Pwr_6149 |  | 20.8025 | 20.8025 | 20.8025
9 | 14 | 5 | 6150 | Saturday |  | Pwr_6150 |  | 31.2038 | 31.2038 | 31.2038
9 | 14 | 6 | 6151 | Saturday |  | Pwr_6151 |  | 40.2182 | 40.2182 | 40.2182
9 | 14 | 7 | 6152 | Saturday |  | Pwr_6152 |  | 48.5392 | 48.5392 | 48.5392
9 | 14 | 8 | 6153 | Saturday |  | Pwr_6153 |  | 58.9405 | 58.9405 | 58.9405
9 | 14 | 9 | 6154 | Saturday |  | Pwr_6154 |  | 71.422 | 71.422 | 71.422
9 | 14 | 10 | 6155 | Saturday |  | Pwr_6155 |  | 68.6483 | 68.6483 | 68.6483
9 | 14 | 11 | 6156 | Saturday |  | Pwr_6156 |  | 63.7944 | 63.7944 | 63.7944
9 | 14 | 12 | 6157 | Saturday |  | Pwr_6157 |  | 65.8746 | 65.8746 | 65.8746
9 | 14 | 13 | 6158 | Saturday |  | Pwr_6158 |  | 69.3417 | 69.3417 | 69.3417
9 | 14 | 14 | 6159 | Saturday |  | Pwr_6159 |  | 70.7286 | 70.7286 | 70.7286
9 | 14 | 15 | 6160 | Saturday |  | Pwr_6160 |  | 71.422 | 71.422 | 71.422
9 | 14 | 16 | 6161 | Saturday |  | Pwr_6161 |  | 72.8088 | 72.8088 | 72.8088
9 | 14 | 17 | 6162 | Saturday |  | Pwr_6162 |  | 58.9405 | 58.9405 | 58.9405
9 | 14 | 18 | 6163 | Saturday |  | Pwr_6163 |  | 48.5392 | 48.5392 | 48.5392
9 | 14 | 19 | 6164 | Saturday |  | Pwr_6164 |  | 38.1379 | 38.1379 | 38.1379
9 | 14 | 20 | 6165 | Saturday |  | Pwr_6165 |  | 24.2696 | 24.2696 | 24.2696
9 | 14 | 21 | 6166 | Saturday |  | Pwr_6166 |  | 13.8683 | 13.8683 | 13.8683
9 | 14 | 22 | 6167 | Saturday |  | Pwr_6167 |  | 13.8683 | 13.8683 | 13.8683
9 | 14 | 23 | 6168 | Saturday |  | Pwr_6168 |  | 13.8683 | 13.8683 | 13.8683
9 | 15 | 0 | 6169 | Sunday |  | Pwr_6169 |  | 13.8683 | 13.8683 | 13.8683
9 | 15 | 1 | 6170 | Sunday |  | Pwr_6170 |  | 13.8683 | 13.8683 | 13.8683
9 | 15 | 2 | 6171 | Sunday |  | Pwr_6171 |  | 13.8683 | 13.8683 | 13.8683
9 | 15 | 3 | 6172 | Sunday |  | Pwr_6172 |  | 13.8683 | 13.8683 | 13.8683
9 | 15 | 4 | 6173 | Sunday |  | Pwr_6173 |  | 13.8683 | 13.8683 | 13.8683
9 | 15 | 5 | 6174 | Sunday |  | Pwr_6174 |  | 13.8683 | 13.8683 | 13.8683
9 | 15 | 6 | 6175 | Sunday |  | Pwr_6175 |  | 13.8683 | 13.8683 | 13.8683
9 | 15 | 7 | 6176 | Sunday |  | Pwr_6176 |  | 13.8683 | 13.8683 | 13.8683
9 | 15 | 8 | 6177 | Sunday |  | Pwr_6177 |  | 13.8683 | 13.8683 | 13.8683
9 | 15 | 9 | 6178 | Sunday |  | Pwr_6178 |  | 13.8683 | 13.8683 | 13.8683
9 | 15 | 10 | 6179 | Sunday |  | Pwr_6179 |  | 13.8683 | 13.8683 | 13.8683
9 | 15 | 11 | 6180 | Sunday |  | Pwr_6180 |  | 13.8683 | 13.8683 | 13.8683
9 | 15 | 12 | 6181 | Sunday |  | Pwr_6181 |  | 13.8683 | 13.8683 | 13.8683
9 | 15 | 13 | 6182 | Sunday |  | Pwr_6182 |  | 13.8683 | 13.8683 | 13.8683
9 | 15 | 14 | 6183 | Sunday |  | Pwr_6183 |  | 13.8683 | 13.8683 | 13.8683
9 | 15 | 15 | 6184 | Sunday |  | Pwr_6184 |  | 13.8683 | 13.8683 | 13.8683
9 | 15 | 16 | 6185 | Sunday |  | Pwr_6185 |  | 13.8683 | 13.8683 | 13.8683
9 | 15 | 17 | 6186 | Sunday |  | Pwr_6186 |  | 13.8683 | 13.8683 | 13.8683
9 | 15 | 18 | 6187 | Sunday |  | Pwr_6187 |  | 13.8683 | 13.8683 | 13.8683
9 | 15 | 19 | 6188 | Sunday |  | Pwr_6188 |  | 13.8683 | 13.8683 | 13.8683
9 | 15 | 20 | 6189 | Sunday |  | Pwr_6189 |  | 13.8683 | 13.8683 | 13.8683
9 | 15 | 21 | 6190 | Sunday |  | Pwr_6190 |  | 13.8683 | 13.8683 | 13.8683
9 | 15 | 22 | 6191 | Sunday |  | Pwr_6191 |  | 13.8683 | 13.8683 | 13.8683
9 | 15 | 23 | 6192 | Sunday |  | Pwr_6192 |  | 13.8683 | 13.8683 | 13.8683
9 | 16 | 0 | 6193 | Yes |  | Pwr_6193 |  | 13.8683 | 13.8683 | 13.8683
9 | 16 | 1 | 6194 | Yes |  | Pwr_6194 |  | 13.8683 | 13.8683 | 13.8683
9 | 16 | 2 | 6195 | Yes |  | Pwr_6195 |  | 13.8683 | 13.8683 | 13.8683
9 | 16 | 3 | 6196 | Yes |  | Pwr_6196 |  | 13.8683 | 13.8683 | 13.8683
9 | 16 | 4 | 6197 | Yes |  | Pwr_6197 |  | 13.8683 | 13.8683 | 13.8683
9 | 16 | 5 | 6198 | Yes |  | Pwr_6198 |  | 13.8683 | 13.8683 | 13.8683
9 | 16 | 6 | 6199 | Yes |  | Pwr_6199 |  | 13.8683 | 13.8683 | 13.8683
9 | 16 | 7 | 6200 | Yes |  | Pwr_6200 |  | 13.8683 | 13.8683 | 13.8683
9 | 16 | 8 | 6201 | Yes |  | Pwr_6201 |  | 13.8683 | 13.8683 | 13.8683
9 | 16 | 9 | 6202 | Yes |  | Pwr_6202 |  | 13.8683 | 13.8683 | 13.8683
9 | 16 | 10 | 6203 | Yes |  | Pwr_6203 |  | 13.8683 | 13.8683 | 13.8683
9 | 16 | 11 | 6204 | Yes |  | Pwr_6204 |  | 13.8683 | 13.8683 | 13.8683
9 | 16 | 12 | 6205 | Yes |  | Pwr_6205 |  | 13.8683 | 13.8683 | 13.8683
9 | 16 | 13 | 6206 | Yes |  | Pwr_6206 |  | 13.8683 | 13.8683 | 13.8683
9 | 16 | 14 | 6207 | Yes |  | Pwr_6207 |  | 13.8683 | 13.8683 | 13.8683
9 | 16 | 15 | 6208 | Yes |  | Pwr_6208 |  | 13.8683 | 13.8683 | 13.8683
9 | 16 | 16 | 6209 | Yes |  | Pwr_6209 |  | 13.8683 | 13.8683 | 13.8683
9 | 16 | 17 | 6210 | Yes |  | Pwr_6210 |  | 13.8683 | 13.8683 | 13.8683
9 | 16 | 18 | 6211 | Yes |  | Pwr_6211 |  | 13.8683 | 13.8683 | 13.8683
9 | 16 | 19 | 6212 | Yes |  | Pwr_6212 |  | 13.8683 | 13.8683 | 13.8683
9 | 16 | 20 | 6213 | Yes |  | Pwr_6213 |  | 13.8683 | 13.8683 | 13.8683
9 | 16 | 21 | 6214 | Yes |  | Pwr_6214 |  | 13.8683 | 13.8683 | 13.8683
9 | 16 | 22 | 6215 | Yes |  | Pwr_6215 |  | 13.8683 | 13.8683 | 13.8683
9 | 16 | 23 | 6216 | Yes |  | Pwr_6216 |  | 13.8683 | 13.8683 | 13.8683
9 | 17 | 0 | 6217 | Yes |  | Pwr_6217 |  | 13.8683 | 13.8683 | 13.8683
9 | 17 | 1 | 6218 | Yes |  | Pwr_6218 |  | 13.8683 | 13.8683 | 13.8683
9 | 17 | 2 | 6219 | Yes |  | Pwr_6219 |  | 13.8683 | 13.8683 | 13.8683
9 | 17 | 3 | 6220 | Yes |  | Pwr_6220 |  | 13.8683 | 13.8683 | 13.8683
9 | 17 | 4 | 6221 | Yes |  | Pwr_6221 |  | 20.8025 | 20.8025 | 20.8025
9 | 17 | 5 | 6222 | Yes |  | Pwr_6222 |  | 31.2038 | 31.2038 | 31.2038
9 | 17 | 6 | 6223 | Yes |  | Pwr_6223 |  | 40.2182 | 40.2182 | 40.2182
9 | 17 | 7 | 6224 | Yes |  | Pwr_6224 |  | 48.5392 | 48.5392 | 48.5392
9 | 17 | 8 | 6225 | Yes |  | Pwr_6225 |  | 58.9405 | 58.9405 | 58.9405
9 | 17 | 9 | 6226 | Yes |  | Pwr_6226 |  | 71.422 | 71.422 | 71.422
9 | 17 | 10 | 6227 | Yes |  | Pwr_6227 |  | 68.6483 | 68.6483 | 68.6483
9 | 17 | 11 | 6228 | Yes |  | Pwr_6228 |  | 63.7944 | 63.7944 | 63.7944
9 | 17 | 12 | 6229 | Yes |  | Pwr_6229 |  | 65.8746 | 65.8746 | 65.8746
9 | 17 | 13 | 6230 | Yes |  | Pwr_6230 |  | 69.3417 | 69.3417 | 69.3417
9 | 17 | 14 | 6231 | Yes |  | Pwr_6231 |  | 70.7286 | 70.7286 | 70.7286
9 | 17 | 15 | 6232 | Yes |  | Pwr_6232 |  | 71.422 | 71.422 | 71.422
9 | 17 | 16 | 6233 | Yes |  | Pwr_6233 |  | 72.8088 | 72.8088 | 72.8088
9 | 17 | 17 | 6234 | Yes |  | Pwr_6234 |  | 58.9405 | 58.9405 | 58.9405
9 | 17 | 18 | 6235 | Yes |  | Pwr_6235 |  | 48.5392 | 48.5392 | 48.5392
9 | 17 | 19 | 6236 | Yes |  | Pwr_6236 |  | 38.1379 | 38.1379 | 38.1379
9 | 17 | 20 | 6237 | Yes |  | Pwr_6237 |  | 24.2696 | 24.2696 | 24.2696
9 | 17 | 21 | 6238 | Yes |  | Pwr_6238 |  | 13.8683 | 13.8683 | 13.8683
9 | 17 | 22 | 6239 | Yes |  | Pwr_6239 |  | 13.8683 | 13.8683 | 13.8683
9 | 17 | 23 | 6240 | Yes |  | Pwr_6240 |  | 13.8683 | 13.8683 | 13.8683
9 | 18 | 0 | 6241 | Yes |  | Pwr_6241 |  | 13.8683 | 13.8683 | 13.8683
9 | 18 | 1 | 6242 | Yes |  | Pwr_6242 |  | 13.8683 | 13.8683 | 13.8683
9 | 18 | 2 | 6243 | Yes |  | Pwr_6243 |  | 13.8683 | 13.8683 | 13.8683
9 | 18 | 3 | 6244 | Yes |  | Pwr_6244 |  | 13.8683 | 13.8683 | 13.8683
9 | 18 | 4 | 6245 | Yes |  | Pwr_6245 |  | 20.8025 | 20.8025 | 20.8025
9 | 18 | 5 | 6246 | Yes |  | Pwr_6246 |  | 31.2038 | 31.2038 | 31.2038
9 | 18 | 6 | 6247 | Yes |  | Pwr_6247 |  | 40.2182 | 40.2182 | 40.2182
9 | 18 | 7 | 6248 | Yes |  | Pwr_6248 |  | 48.5392 | 48.5392 | 48.5392
9 | 18 | 8 | 6249 | Yes |  | Pwr_6249 |  | 58.9405 | 58.9405 | 58.9405
9 | 18 | 9 | 6250 | Yes |  | Pwr_6250 |  | 71.422 | 71.422 | 71.422
9 | 18 | 10 | 6251 | Yes |  | Pwr_6251 |  | 68.6483 | 68.6483 | 68.6483
9 | 18 | 11 | 6252 | Yes |  | Pwr_6252 |  | 63.7944 | 63.7944 | 63.7944
9 | 18 | 12 | 6253 | Yes |  | Pwr_6253 |  | 65.8746 | 65.8746 | 65.8746
9 | 18 | 13 | 6254 | Yes |  | Pwr_6254 |  | 69.3417 | 69.3417 | 69.3417
9 | 18 | 14 | 6255 | Yes |  | Pwr_6255 |  | 70.7286 | 70.7286 | 70.7286
9 | 18 | 15 | 6256 | Yes |  | Pwr_6256 |  | 71.422 | 71.422 | 71.422
9 | 18 | 16 | 6257 | Yes |  | Pwr_6257 |  | 72.8088 | 72.8088 | 72.8088
9 | 18 | 17 | 6258 | Yes |  | Pwr_6258 |  | 58.9405 | 58.9405 | 58.9405
9 | 18 | 18 | 6259 | Yes |  | Pwr_6259 |  | 48.5392 | 48.5392 | 48.5392
9 | 18 | 19 | 6260 | Yes |  | Pwr_6260 |  | 38.1379 | 38.1379 | 38.1379
9 | 18 | 20 | 6261 | Yes |  | Pwr_6261 |  | 24.2696 | 24.2696 | 24.2696
9 | 18 | 21 | 6262 | Yes |  | Pwr_6262 |  | 13.8683 | 13.8683 | 13.8683
9 | 18 | 22 | 6263 | Yes |  | Pwr_6263 |  | 13.8683 | 13.8683 | 13.8683
9 | 18 | 23 | 6264 | Yes |  | Pwr_6264 |  | 13.8683 | 13.8683 | 13.8683
9 | 19 | 0 | 6265 | Yes |  | Pwr_6265 |  | 13.8683 | 13.8683 | 13.8683
9 | 19 | 1 | 6266 | Yes |  | Pwr_6266 |  | 13.8683 | 13.8683 | 13.8683
9 | 19 | 2 | 6267 | Yes |  | Pwr_6267 |  | 13.8683 | 13.8683 | 13.8683
9 | 19 | 3 | 6268 | Yes |  | Pwr_6268 |  | 13.8683 | 13.8683 | 13.8683
9 | 19 | 4 | 6269 | Yes |  | Pwr_6269 |  | 20.8025 | 20.8025 | 20.8025
9 | 19 | 5 | 6270 | Yes |  | Pwr_6270 |  | 31.2038 | 31.2038 | 31.2038
9 | 19 | 6 | 6271 | Yes |  | Pwr_6271 |  | 40.2182 | 40.2182 | 40.2182
9 | 19 | 7 | 6272 | Yes |  | Pwr_6272 |  | 48.5392 | 48.5392 | 48.5392
9 | 19 | 8 | 6273 | Yes |  | Pwr_6273 |  | 58.9405 | 58.9405 | 58.9405
9 | 19 | 9 | 6274 | Yes |  | Pwr_6274 |  | 71.422 | 71.422 | 71.422
9 | 19 | 10 | 6275 | Yes |  | Pwr_6275 |  | 68.6483 | 68.6483 | 68.6483
9 | 19 | 11 | 6276 | Yes |  | Pwr_6276 |  | 63.7944 | 63.7944 | 63.7944
9 | 19 | 12 | 6277 | Yes |  | Pwr_6277 |  | 65.8746 | 65.8746 | 65.8746
9 | 19 | 13 | 6278 | Yes |  | Pwr_6278 |  | 69.3417 | 69.3417 | 69.3417
9 | 19 | 14 | 6279 | Yes |  | Pwr_6279 |  | 70.7286 | 70.7286 | 70.7286
9 | 19 | 15 | 6280 | Yes |  | Pwr_6280 |  | 71.422 | 71.422 | 71.422
9 | 19 | 16 | 6281 | Yes |  | Pwr_6281 |  | 72.8088 | 72.8088 | 72.8088
9 | 19 | 17 | 6282 | Yes |  | Pwr_6282 |  | 58.9405 | 58.9405 | 58.9405
9 | 19 | 18 | 6283 | Yes |  | Pwr_6283 |  | 48.5392 | 48.5392 | 48.5392
9 | 19 | 19 | 6284 | Yes |  | Pwr_6284 |  | 38.1379 | 38.1379 | 38.1379
9 | 19 | 20 | 6285 | Yes |  | Pwr_6285 |  | 24.2696 | 24.2696 | 24.2696
9 | 19 | 21 | 6286 | Yes |  | Pwr_6286 |  | 13.8683 | 13.8683 | 13.8683
9 | 19 | 22 | 6287 | Yes |  | Pwr_6287 |  | 13.8683 | 13.8683 | 13.8683
9 | 19 | 23 | 6288 | Yes |  | Pwr_6288 |  | 13.8683 | 13.8683 | 13.8683
9 | 20 | 0 | 6289 | Yes |  | Pwr_6289 |  | 13.8683 | 13.8683 | 13.8683
9 | 20 | 1 | 6290 | Yes |  | Pwr_6290 |  | 13.8683 | 13.8683 | 13.8683
9 | 20 | 2 | 6291 | Yes |  | Pwr_6291 |  | 13.8683 | 13.8683 | 13.8683
9 | 20 | 3 | 6292 | Yes |  | Pwr_6292 |  | 13.8683 | 13.8683 | 13.8683
9 | 20 | 4 | 6293 | Yes |  | Pwr_6293 |  | 20.8025 | 20.8025 | 20.8025
9 | 20 | 5 | 6294 | Yes |  | Pwr_6294 |  | 31.2038 | 31.2038 | 31.2038
9 | 20 | 6 | 6295 | Yes |  | Pwr_6295 |  | 40.2182 | 40.2182 | 40.2182
9 | 20 | 7 | 6296 | Yes |  | Pwr_6296 |  | 48.5392 | 48.5392 | 48.5392
9 | 20 | 8 | 6297 | Yes |  | Pwr_6297 |  | 58.9405 | 58.9405 | 58.9405
9 | 20 | 9 | 6298 | Yes |  | Pwr_6298 |  | 71.422 | 71.422 | 71.422
9 | 20 | 10 | 6299 | Yes |  | Pwr_6299 |  | 68.6483 | 68.6483 | 68.6483
9 | 20 | 11 | 6300 | Yes |  | Pwr_6300 |  | 63.7944 | 63.7944 | 63.7944
9 | 20 | 12 | 6301 | Yes |  | Pwr_6301 |  | 65.8746 | 65.8746 | 65.8746
9 | 20 | 13 | 6302 | Yes |  | Pwr_6302 |  | 69.3417 | 69.3417 | 69.3417
9 | 20 | 14 | 6303 | Yes |  | Pwr_6303 |  | 70.7286 | 70.7286 | 70.7286
9 | 20 | 15 | 6304 | Yes |  | Pwr_6304 |  | 71.422 | 71.422 | 71.422
9 | 20 | 16 | 6305 | Yes |  | Pwr_6305 |  | 72.8088 | 72.8088 | 72.8088
9 | 20 | 17 | 6306 | Yes |  | Pwr_6306 |  | 58.9405 | 58.9405 | 58.9405
9 | 20 | 18 | 6307 | Yes |  | Pwr_6307 |  | 48.5392 | 48.5392 | 48.5392
9 | 20 | 19 | 6308 | Yes |  | Pwr_6308 |  | 38.1379 | 38.1379 | 38.1379
9 | 20 | 20 | 6309 | Yes |  | Pwr_6309 |  | 24.2696 | 24.2696 | 24.2696
9 | 20 | 21 | 6310 | Yes |  | Pwr_6310 |  | 13.8683 | 13.8683 | 13.8683
9 | 20 | 22 | 6311 | Yes |  | Pwr_6311 |  | 13.8683 | 13.8683 | 13.8683
9 | 20 | 23 | 6312 | Yes |  | Pwr_6312 |  | 13.8683 | 13.8683 | 13.8683
9 | 21 | 0 | 6313 | Saturday |  | Pwr_6313 |  | 13.8683 | 13.8683 | 13.8683
9 | 21 | 1 | 6314 | Saturday |  | Pwr_6314 |  | 13.8683 | 13.8683 | 13.8683
9 | 21 | 2 | 6315 | Saturday |  | Pwr_6315 |  | 13.8683 | 13.8683 | 13.8683
9 | 21 | 3 | 6316 | Saturday |  | Pwr_6316 |  | 13.8683 | 13.8683 | 13.8683
9 | 21 | 4 | 6317 | Saturday |  | Pwr_6317 |  | 20.8025 | 20.8025 | 20.8025
9 | 21 | 5 | 6318 | Saturday |  | Pwr_6318 |  | 31.2038 | 31.2038 | 31.2038
9 | 21 | 6 | 6319 | Saturday |  | Pwr_6319 |  | 40.2182 | 40.2182 | 40.2182
9 | 21 | 7 | 6320 | Saturday |  | Pwr_6320 |  | 48.5392 | 48.5392 | 48.5392
9 | 21 | 8 | 6321 | Saturday |  | Pwr_6321 |  | 58.9405 | 58.9405 | 58.9405
9 | 21 | 9 | 6322 | Saturday |  | Pwr_6322 |  | 71.422 | 71.422 | 71.422
9 | 21 | 10 | 6323 | Saturday |  | Pwr_6323 |  | 68.6483 | 68.6483 | 68.6483
9 | 21 | 11 | 6324 | Saturday |  | Pwr_6324 |  | 63.7944 | 63.7944 | 63.7944
9 | 21 | 12 | 6325 | Saturday |  | Pwr_6325 |  | 65.8746 | 65.8746 | 65.8746
9 | 21 | 13 | 6326 | Saturday |  | Pwr_6326 |  | 69.3417 | 69.3417 | 69.3417
9 | 21 | 14 | 6327 | Saturday |  | Pwr_6327 |  | 70.7286 | 70.7286 | 70.7286
9 | 21 | 15 | 6328 | Saturday |  | Pwr_6328 |  | 71.422 | 71.422 | 71.422
9 | 21 | 16 | 6329 | Saturday |  | Pwr_6329 |  | 72.8088 | 72.8088 | 72.8088
9 | 21 | 17 | 6330 | Saturday |  | Pwr_6330 |  | 58.9405 | 58.9405 | 58.9405
9 | 21 | 18 | 6331 | Saturday |  | Pwr_6331 |  | 48.5392 | 48.5392 | 48.5392
9 | 21 | 19 | 6332 | Saturday |  | Pwr_6332 |  | 38.1379 | 38.1379 | 38.1379
9 | 21 | 20 | 6333 | Saturday |  | Pwr_6333 |  | 24.2696 | 24.2696 | 24.2696
9 | 21 | 21 | 6334 | Saturday |  | Pwr_6334 |  | 13.8683 | 13.8683 | 13.8683
9 | 21 | 22 | 6335 | Saturday |  | Pwr_6335 |  | 13.8683 | 13.8683 | 13.8683
9 | 21 | 23 | 6336 | Saturday |  | Pwr_6336 |  | 13.8683 | 13.8683 | 13.8683
9 | 22 | 0 | 6337 | Sunday |  | Pwr_6337 |  | 13.8683 | 13.8683 | 13.8683
9 | 22 | 1 | 6338 | Sunday |  | Pwr_6338 |  | 13.8683 | 13.8683 | 13.8683
9 | 22 | 2 | 6339 | Sunday |  | Pwr_6339 |  | 13.8683 | 13.8683 | 13.8683
9 | 22 | 3 | 6340 | Sunday |  | Pwr_6340 |  | 13.8683 | 13.8683 | 13.8683
9 | 22 | 4 | 6341 | Sunday |  | Pwr_6341 |  | 13.8683 | 13.8683 | 13.8683
9 | 22 | 5 | 6342 | Sunday |  | Pwr_6342 |  | 13.8683 | 13.8683 | 13.8683
9 | 22 | 6 | 6343 | Sunday |  | Pwr_6343 |  | 13.8683 | 13.8683 | 13.8683
9 | 22 | 7 | 6344 | Sunday |  | Pwr_6344 |  | 13.8683 | 13.8683 | 13.8683
9 | 22 | 8 | 6345 | Sunday |  | Pwr_6345 |  | 13.8683 | 13.8683 | 13.8683
9 | 22 | 9 | 6346 | Sunday |  | Pwr_6346 |  | 13.8683 | 13.8683 | 13.8683
9 | 22 | 10 | 6347 | Sunday |  | Pwr_6347 |  | 13.8683 | 13.8683 | 13.8683
9 | 22 | 11 | 6348 | Sunday |  | Pwr_6348 |  | 13.8683 | 13.8683 | 13.8683
9 | 22 | 12 | 6349 | Sunday |  | Pwr_6349 |  | 13.8683 | 13.8683 | 13.8683
9 | 22 | 13 | 6350 | Sunday |  | Pwr_6350 |  | 13.8683 | 13.8683 | 13.8683
9 | 22 | 14 | 6351 | Sunday |  | Pwr_6351 |  | 13.8683 | 13.8683 | 13.8683
9 | 22 | 15 | 6352 | Sunday |  | Pwr_6352 |  | 13.8683 | 13.8683 | 13.8683
9 | 22 | 16 | 6353 | Sunday |  | Pwr_6353 |  | 13.8683 | 13.8683 | 13.8683
9 | 22 | 17 | 6354 | Sunday |  | Pwr_6354 |  | 13.8683 | 13.8683 | 13.8683
9 | 22 | 18 | 6355 | Sunday |  | Pwr_6355 |  | 13.8683 | 13.8683 | 13.8683
9 | 22 | 19 | 6356 | Sunday |  | Pwr_6356 |  | 13.8683 | 13.8683 | 13.8683
9 | 22 | 20 | 6357 | Sunday |  | Pwr_6357 |  | 13.8683 | 13.8683 | 13.8683
9 | 22 | 21 | 6358 | Sunday |  | Pwr_6358 |  | 13.8683 | 13.8683 | 13.8683
9 | 22 | 22 | 6359 | Sunday |  | Pwr_6359 |  | 13.8683 | 13.8683 | 13.8683
9 | 22 | 23 | 6360 | Sunday |  | Pwr_6360 |  | 13.8683 | 13.8683 | 13.8683
9 | 23 | 0 | 6361 | Yes |  | Pwr_6361 |  | 13.8683 | 13.8683 | 13.8683
9 | 23 | 1 | 6362 | Yes |  | Pwr_6362 |  | 13.8683 | 13.8683 | 13.8683
9 | 23 | 2 | 6363 | Yes |  | Pwr_6363 |  | 13.8683 | 13.8683 | 13.8683
9 | 23 | 3 | 6364 | Yes |  | Pwr_6364 |  | 13.8683 | 13.8683 | 13.8683
9 | 23 | 4 | 6365 | Yes |  | Pwr_6365 |  | 13.8683 | 13.8683 | 13.8683
9 | 23 | 5 | 6366 | Yes |  | Pwr_6366 |  | 13.8683 | 13.8683 | 13.8683
9 | 23 | 6 | 6367 | Yes |  | Pwr_6367 |  | 13.8683 | 13.8683 | 13.8683
9 | 23 | 7 | 6368 | Yes |  | Pwr_6368 |  | 13.8683 | 13.8683 | 13.8683
9 | 23 | 8 | 6369 | Yes |  | Pwr_6369 |  | 13.8683 | 13.8683 | 13.8683
9 | 23 | 9 | 6370 | Yes |  | Pwr_6370 |  | 13.8683 | 13.8683 | 13.8683
9 | 23 | 10 | 6371 | Yes |  | Pwr_6371 |  | 13.8683 | 13.8683 | 13.8683
9 | 23 | 11 | 6372 | Yes |  | Pwr_6372 |  | 13.8683 | 13.8683 | 13.8683
9 | 23 | 12 | 6373 | Yes |  | Pwr_6373 |  | 13.8683 | 13.8683 | 13.8683
9 | 23 | 13 | 6374 | Yes |  | Pwr_6374 |  | 13.8683 | 13.8683 | 13.8683
9 | 23 | 14 | 6375 | Yes |  | Pwr_6375 |  | 13.8683 | 13.8683 | 13.8683
9 | 23 | 15 | 6376 | Yes |  | Pwr_6376 |  | 13.8683 | 13.8683 | 13.8683
9 | 23 | 16 | 6377 | Yes |  | Pwr_6377 |  | 13.8683 | 13.8683 | 13.8683
9 | 23 | 17 | 6378 | Yes |  | Pwr_6378 |  | 13.8683 | 13.8683 | 13.8683
9 | 23 | 18 | 6379 | Yes |  | Pwr_6379 |  | 13.8683 | 13.8683 | 13.8683
9 | 23 | 19 | 6380 | Yes |  | Pwr_6380 |  | 13.8683 | 13.8683 | 13.8683
9 | 23 | 20 | 6381 | Yes |  | Pwr_6381 |  | 13.8683 | 13.8683 | 13.8683
9 | 23 | 21 | 6382 | Yes |  | Pwr_6382 |  | 13.8683 | 13.8683 | 13.8683
9 | 23 | 22 | 6383 | Yes |  | Pwr_6383 |  | 13.8683 | 13.8683 | 13.8683
9 | 23 | 23 | 6384 | Yes |  | Pwr_6384 |  | 13.8683 | 13.8683 | 13.8683
9 | 24 | 0 | 6385 | Yes |  | Pwr_6385 |  | 13.8683 | 13.8683 | 13.8683
9 | 24 | 1 | 6386 | Yes |  | Pwr_6386 |  | 13.8683 | 13.8683 | 13.8683
9 | 24 | 2 | 6387 | Yes |  | Pwr_6387 |  | 13.8683 | 13.8683 | 13.8683
9 | 24 | 3 | 6388 | Yes |  | Pwr_6388 |  | 13.8683 | 13.8683 | 13.8683
9 | 24 | 4 | 6389 | Yes |  | Pwr_6389 |  | 20.8025 | 20.8025 | 20.8025
9 | 24 | 5 | 6390 | Yes |  | Pwr_6390 |  | 31.2038 | 31.2038 | 31.2038
9 | 24 | 6 | 6391 | Yes |  | Pwr_6391 |  | 40.2182 | 40.2182 | 40.2182
9 | 24 | 7 | 6392 | Yes |  | Pwr_6392 |  | 48.5392 | 48.5392 | 48.5392
9 | 24 | 8 | 6393 | Yes |  | Pwr_6393 |  | 58.9405 | 58.9405 | 58.9405
9 | 24 | 9 | 6394 | Yes |  | Pwr_6394 |  | 71.422 | 71.422 | 71.422
9 | 24 | 10 | 6395 | Yes |  | Pwr_6395 |  | 68.6483 | 68.6483 | 68.6483
9 | 24 | 11 | 6396 | Yes |  | Pwr_6396 |  | 63.7944 | 63.7944 | 63.7944
9 | 24 | 12 | 6397 | Yes |  | Pwr_6397 |  | 65.8746 | 65.8746 | 65.8746
9 | 24 | 13 | 6398 | Yes |  | Pwr_6398 |  | 69.3417 | 69.3417 | 69.3417
9 | 24 | 14 | 6399 | Yes |  | Pwr_6399 |  | 70.7286 | 70.7286 | 70.7286
9 | 24 | 15 | 6400 | Yes |  | Pwr_6400 |  | 71.422 | 71.422 | 71.422
9 | 24 | 16 | 6401 | Yes |  | Pwr_6401 |  | 72.8088 | 72.8088 | 72.8088
9 | 24 | 17 | 6402 | Yes |  | Pwr_6402 |  | 58.9405 | 58.9405 | 58.9405
9 | 24 | 18 | 6403 | Yes |  | Pwr_6403 |  | 48.5392 | 48.5392 | 48.5392
9 | 24 | 19 | 6404 | Yes |  | Pwr_6404 |  | 38.1379 | 38.1379 | 38.1379
9 | 24 | 20 | 6405 | Yes |  | Pwr_6405 |  | 24.2696 | 24.2696 | 24.2696
9 | 24 | 21 | 6406 | Yes |  | Pwr_6406 |  | 13.8683 | 13.8683 | 13.8683
9 | 24 | 22 | 6407 | Yes |  | Pwr_6407 |  | 13.8683 | 13.8683 | 13.8683
9 | 24 | 23 | 6408 | Yes |  | Pwr_6408 |  | 13.8683 | 13.8683 | 13.8683
9 | 25 | 0 | 6409 | Yes |  | Pwr_6409 |  | 13.8683 | 13.8683 | 13.8683
9 | 25 | 1 | 6410 | Yes |  | Pwr_6410 |  | 13.8683 | 13.8683 | 13.8683
9 | 25 | 2 | 6411 | Yes |  | Pwr_6411 |  | 13.8683 | 13.8683 | 13.8683
9 | 25 | 3 | 6412 | Yes |  | Pwr_6412 |  | 13.8683 | 13.8683 | 13.8683
9 | 25 | 4 | 6413 | Yes |  | Pwr_6413 |  | 20.8025 | 20.8025 | 20.8025
9 | 25 | 5 | 6414 | Yes |  | Pwr_6414 |  | 31.2038 | 31.2038 | 31.2038
9 | 25 | 6 | 6415 | Yes |  | Pwr_6415 |  | 40.2182 | 40.2182 | 40.2182
9 | 25 | 7 | 6416 | Yes |  | Pwr_6416 |  | 48.5392 | 48.5392 | 48.5392
9 | 25 | 8 | 6417 | Yes |  | Pwr_6417 |  | 58.9405 | 58.9405 | 58.9405
9 | 25 | 9 | 6418 | Yes |  | Pwr_6418 |  | 71.422 | 71.422 | 71.422
9 | 25 | 10 | 6419 | Yes |  | Pwr_6419 |  | 68.6483 | 68.6483 | 68.6483
9 | 25 | 11 | 6420 | Yes |  | Pwr_6420 |  | 63.7944 | 63.7944 | 63.7944
9 | 25 | 12 | 6421 | Yes |  | Pwr_6421 |  | 65.8746 | 65.8746 | 65.8746
9 | 25 | 13 | 6422 | Yes |  | Pwr_6422 |  | 69.3417 | 69.3417 | 69.3417
9 | 25 | 14 | 6423 | Yes |  | Pwr_6423 |  | 70.7286 | 70.7286 | 70.7286
9 | 25 | 15 | 6424 | Yes |  | Pwr_6424 |  | 71.422 | 71.422 | 71.422
9 | 25 | 16 | 6425 | Yes |  | Pwr_6425 |  | 72.8088 | 72.8088 | 72.8088
9 | 25 | 17 | 6426 | Yes |  | Pwr_6426 |  | 58.9405 | 58.9405 | 58.9405
9 | 25 | 18 | 6427 | Yes |  | Pwr_6427 |  | 48.5392 | 48.5392 | 48.5392
9 | 25 | 19 | 6428 | Yes |  | Pwr_6428 |  | 38.1379 | 38.1379 | 38.1379
9 | 25 | 20 | 6429 | Yes |  | Pwr_6429 |  | 24.2696 | 24.2696 | 24.2696
9 | 25 | 21 | 6430 | Yes |  | Pwr_6430 |  | 13.8683 | 13.8683 | 13.8683
9 | 25 | 22 | 6431 | Yes |  | Pwr_6431 |  | 13.8683 | 13.8683 | 13.8683
9 | 25 | 23 | 6432 | Yes |  | Pwr_6432 |  | 13.8683 | 13.8683 | 13.8683
9 | 26 | 0 | 6433 | Yes |  | Pwr_6433 |  | 13.8683 | 13.8683 | 13.8683
9 | 26 | 1 | 6434 | Yes |  | Pwr_6434 |  | 13.8683 | 13.8683 | 13.8683
9 | 26 | 2 | 6435 | Yes |  | Pwr_6435 |  | 13.8683 | 13.8683 | 13.8683
9 | 26 | 3 | 6436 | Yes |  | Pwr_6436 |  | 13.8683 | 13.8683 | 13.8683
9 | 26 | 4 | 6437 | Yes |  | Pwr_6437 |  | 20.8025 | 20.8025 | 20.8025
9 | 26 | 5 | 6438 | Yes |  | Pwr_6438 |  | 31.2038 | 31.2038 | 31.2038
9 | 26 | 6 | 6439 | Yes |  | Pwr_6439 |  | 40.2182 | 40.2182 | 40.2182
9 | 26 | 7 | 6440 | Yes |  | Pwr_6440 |  | 48.5392 | 48.5392 | 48.5392
9 | 26 | 8 | 6441 | Yes |  | Pwr_6441 |  | 58.9405 | 58.9405 | 58.9405
9 | 26 | 9 | 6442 | Yes |  | Pwr_6442 |  | 71.422 | 71.422 | 71.422
9 | 26 | 10 | 6443 | Yes |  | Pwr_6443 |  | 68.6483 | 68.6483 | 68.6483
9 | 26 | 11 | 6444 | Yes |  | Pwr_6444 |  | 63.7944 | 63.7944 | 63.7944
9 | 26 | 12 | 6445 | Yes |  | Pwr_6445 |  | 65.8746 | 65.8746 | 65.8746
9 | 26 | 13 | 6446 | Yes |  | Pwr_6446 |  | 69.3417 | 69.3417 | 69.3417
9 | 26 | 14 | 6447 | Yes |  | Pwr_6447 |  | 70.7286 | 70.7286 | 70.7286
9 | 26 | 15 | 6448 | Yes |  | Pwr_6448 |  | 71.422 | 71.422 | 71.422
9 | 26 | 16 | 6449 | Yes |  | Pwr_6449 |  | 72.8088 | 72.8088 | 72.8088
9 | 26 | 17 | 6450 | Yes |  | Pwr_6450 |  | 58.9405 | 58.9405 | 58.9405
9 | 26 | 18 | 6451 | Yes |  | Pwr_6451 |  | 48.5392 | 48.5392 | 48.5392
9 | 26 | 19 | 6452 | Yes |  | Pwr_6452 |  | 38.1379 | 38.1379 | 38.1379
9 | 26 | 20 | 6453 | Yes |  | Pwr_6453 |  | 24.2696 | 24.2696 | 24.2696
9 | 26 | 21 | 6454 | Yes |  | Pwr_6454 |  | 13.8683 | 13.8683 | 13.8683
9 | 26 | 22 | 6455 | Yes |  | Pwr_6455 |  | 13.8683 | 13.8683 | 13.8683
9 | 26 | 23 | 6456 | Yes |  | Pwr_6456 |  | 13.8683 | 13.8683 | 13.8683
9 | 27 | 0 | 6457 | Yes |  | Pwr_6457 |  | 13.8683 | 13.8683 | 13.8683
9 | 27 | 1 | 6458 | Yes |  | Pwr_6458 |  | 13.8683 | 13.8683 | 13.8683
9 | 27 | 2 | 6459 | Yes |  | Pwr_6459 |  | 13.8683 | 13.8683 | 13.8683
9 | 27 | 3 | 6460 | Yes |  | Pwr_6460 |  | 13.8683 | 13.8683 | 13.8683
9 | 27 | 4 | 6461 | Yes |  | Pwr_6461 |  | 20.8025 | 20.8025 | 20.8025
9 | 27 | 5 | 6462 | Yes |  | Pwr_6462 |  | 31.2038 | 31.2038 | 31.2038
9 | 27 | 6 | 6463 | Yes |  | Pwr_6463 |  | 40.2182 | 40.2182 | 40.2182
9 | 27 | 7 | 6464 | Yes |  | Pwr_6464 |  | 48.5392 | 48.5392 | 48.5392
9 | 27 | 8 | 6465 | Yes |  | Pwr_6465 |  | 58.9405 | 58.9405 | 58.9405
9 | 27 | 9 | 6466 | Yes |  | Pwr_6466 |  | 71.422 | 71.422 | 71.422
9 | 27 | 10 | 6467 | Yes |  | Pwr_6467 |  | 68.6483 | 68.6483 | 68.6483
9 | 27 | 11 | 6468 | Yes |  | Pwr_6468 |  | 63.7944 | 63.7944 | 63.7944
9 | 27 | 12 | 6469 | Yes |  | Pwr_6469 |  | 65.8746 | 65.8746 | 65.8746
9 | 27 | 13 | 6470 | Yes |  | Pwr_6470 |  | 69.3417 | 69.3417 | 69.3417
9 | 27 | 14 | 6471 | Yes |  | Pwr_6471 |  | 70.7286 | 70.7286 | 70.7286
9 | 27 | 15 | 6472 | Yes |  | Pwr_6472 |  | 71.422 | 71.422 | 71.422
9 | 27 | 16 | 6473 | Yes |  | Pwr_6473 |  | 72.8088 | 72.8088 | 72.8088
9 | 27 | 17 | 6474 | Yes |  | Pwr_6474 |  | 58.9405 | 58.9405 | 58.9405
9 | 27 | 18 | 6475 | Yes |  | Pwr_6475 |  | 48.5392 | 48.5392 | 48.5392
9 | 27 | 19 | 6476 | Yes |  | Pwr_6476 |  | 38.1379 | 38.1379 | 38.1379
9 | 27 | 20 | 6477 | Yes |  | Pwr_6477 |  | 24.2696 | 24.2696 | 24.2696
9 | 27 | 21 | 6478 | Yes |  | Pwr_6478 |  | 13.8683 | 13.8683 | 13.8683
9 | 27 | 22 | 6479 | Yes |  | Pwr_6479 |  | 13.8683 | 13.8683 | 13.8683
9 | 27 | 23 | 6480 | Yes |  | Pwr_6480 |  | 13.8683 | 13.8683 | 13.8683
9 | 28 | 0 | 6481 | Saturday |  | Pwr_6481 |  | 13.8683 | 13.8683 | 13.8683
9 | 28 | 1 | 6482 | Saturday |  | Pwr_6482 |  | 13.8683 | 13.8683 | 13.8683
9 | 28 | 2 | 6483 | Saturday |  | Pwr_6483 |  | 13.8683 | 13.8683 | 13.8683
9 | 28 | 3 | 6484 | Saturday |  | Pwr_6484 |  | 13.8683 | 13.8683 | 13.8683
9 | 28 | 4 | 6485 | Saturday |  | Pwr_6485 |  | 20.8025 | 20.8025 | 20.8025
9 | 28 | 5 | 6486 | Saturday |  | Pwr_6486 |  | 31.2038 | 31.2038 | 31.2038
9 | 28 | 6 | 6487 | Saturday |  | Pwr_6487 |  | 40.2182 | 40.2182 | 40.2182
9 | 28 | 7 | 6488 | Saturday |  | Pwr_6488 |  | 48.5392 | 48.5392 | 48.5392
9 | 28 | 8 | 6489 | Saturday |  | Pwr_6489 |  | 58.9405 | 58.9405 | 58.9405
9 | 28 | 9 | 6490 | Saturday |  | Pwr_6490 |  | 71.422 | 71.422 | 71.422
9 | 28 | 10 | 6491 | Saturday |  | Pwr_6491 |  | 68.6483 | 68.6483 | 68.6483
9 | 28 | 11 | 6492 | Saturday |  | Pwr_6492 |  | 63.7944 | 63.7944 | 63.7944
9 | 28 | 12 | 6493 | Saturday |  | Pwr_6493 |  | 65.8746 | 65.8746 | 65.8746
9 | 28 | 13 | 6494 | Saturday |  | Pwr_6494 |  | 69.3417 | 69.3417 | 69.3417
9 | 28 | 14 | 6495 | Saturday |  | Pwr_6495 |  | 70.7286 | 70.7286 | 70.7286
9 | 28 | 15 | 6496 | Saturday |  | Pwr_6496 |  | 71.422 | 71.422 | 71.422
9 | 28 | 16 | 6497 | Saturday |  | Pwr_6497 |  | 72.8088 | 72.8088 | 72.8088
9 | 28 | 17 | 6498 | Saturday |  | Pwr_6498 |  | 58.9405 | 58.9405 | 58.9405
9 | 28 | 18 | 6499 | Saturday |  | Pwr_6499 |  | 48.5392 | 48.5392 | 48.5392
9 | 28 | 19 | 6500 | Saturday |  | Pwr_6500 |  | 38.1379 | 38.1379 | 38.1379
9 | 28 | 20 | 6501 | Saturday |  | Pwr_6501 |  | 24.2696 | 24.2696 | 24.2696
9 | 28 | 21 | 6502 | Saturday |  | Pwr_6502 |  | 13.8683 | 13.8683 | 13.8683
9 | 28 | 22 | 6503 | Saturday |  | Pwr_6503 |  | 13.8683 | 13.8683 | 13.8683
9 | 28 | 23 | 6504 | Saturday |  | Pwr_6504 |  | 13.8683 | 13.8683 | 13.8683
9 | 29 | 0 | 6505 | Sunday |  | Pwr_6505 |  | 13.8683 | 13.8683 | 13.8683
9 | 29 | 1 | 6506 | Sunday |  | Pwr_6506 |  | 13.8683 | 13.8683 | 13.8683
9 | 29 | 2 | 6507 | Sunday |  | Pwr_6507 |  | 13.8683 | 13.8683 | 13.8683
9 | 29 | 3 | 6508 | Sunday |  | Pwr_6508 |  | 13.8683 | 13.8683 | 13.8683
9 | 29 | 4 | 6509 | Sunday |  | Pwr_6509 |  | 13.8683 | 13.8683 | 13.8683
9 | 29 | 5 | 6510 | Sunday |  | Pwr_6510 |  | 13.8683 | 13.8683 | 13.8683
9 | 29 | 6 | 6511 | Sunday |  | Pwr_6511 |  | 13.8683 | 13.8683 | 13.8683
9 | 29 | 7 | 6512 | Sunday |  | Pwr_6512 |  | 13.8683 | 13.8683 | 13.8683
9 | 29 | 8 | 6513 | Sunday |  | Pwr_6513 |  | 13.8683 | 13.8683 | 13.8683
9 | 29 | 9 | 6514 | Sunday |  | Pwr_6514 |  | 13.8683 | 13.8683 | 13.8683
9 | 29 | 10 | 6515 | Sunday |  | Pwr_6515 |  | 13.8683 | 13.8683 | 13.8683
9 | 29 | 11 | 6516 | Sunday |  | Pwr_6516 |  | 13.8683 | 13.8683 | 13.8683
9 | 29 | 12 | 6517 | Sunday |  | Pwr_6517 |  | 13.8683 | 13.8683 | 13.8683
9 | 29 | 13 | 6518 | Sunday |  | Pwr_6518 |  | 13.8683 | 13.8683 | 13.8683
9 | 29 | 14 | 6519 | Sunday |  | Pwr_6519 |  | 13.8683 | 13.8683 | 13.8683
9 | 29 | 15 | 6520 | Sunday |  | Pwr_6520 |  | 13.8683 | 13.8683 | 13.8683
9 | 29 | 16 | 6521 | Sunday |  | Pwr_6521 |  | 13.8683 | 13.8683 | 13.8683
9 | 29 | 17 | 6522 | Sunday |  | Pwr_6522 |  | 13.8683 | 13.8683 | 13.8683
9 | 29 | 18 | 6523 | Sunday |  | Pwr_6523 |  | 13.8683 | 13.8683 | 13.8683
9 | 29 | 19 | 6524 | Sunday |  | Pwr_6524 |  | 13.8683 | 13.8683 | 13.8683
9 | 29 | 20 | 6525 | Sunday |  | Pwr_6525 |  | 13.8683 | 13.8683 | 13.8683
9 | 29 | 21 | 6526 | Sunday |  | Pwr_6526 |  | 13.8683 | 13.8683 | 13.8683
9 | 29 | 22 | 6527 | Sunday |  | Pwr_6527 |  | 13.8683 | 13.8683 | 13.8683
9 | 29 | 23 | 6528 | Sunday |  | Pwr_6528 |  | 13.8683 | 13.8683 | 13.8683
9 | 30 | 0 | 6529 | Yes |  | Pwr_6529 |  | 13.8683 | 13.8683 | 13.8683
9 | 30 | 1 | 6530 | Yes |  | Pwr_6530 |  | 13.8683 | 13.8683 | 13.8683
9 | 30 | 2 | 6531 | Yes |  | Pwr_6531 |  | 13.8683 | 13.8683 | 13.8683
9 | 30 | 3 | 6532 | Yes |  | Pwr_6532 |  | 13.8683 | 13.8683 | 13.8683
9 | 30 | 4 | 6533 | Yes |  | Pwr_6533 |  | 13.8683 | 13.8683 | 13.8683
9 | 30 | 5 | 6534 | Yes |  | Pwr_6534 |  | 13.8683 | 13.8683 | 13.8683
9 | 30 | 6 | 6535 | Yes |  | Pwr_6535 |  | 13.8683 | 13.8683 | 13.8683
9 | 30 | 7 | 6536 | Yes |  | Pwr_6536 |  | 13.8683 | 13.8683 | 13.8683
9 | 30 | 8 | 6537 | Yes |  | Pwr_6537 |  | 13.8683 | 13.8683 | 13.8683
9 | 30 | 9 | 6538 | Yes |  | Pwr_6538 |  | 13.8683 | 13.8683 | 13.8683
9 | 30 | 10 | 6539 | Yes |  | Pwr_6539 |  | 13.8683 | 13.8683 | 13.8683
9 | 30 | 11 | 6540 | Yes |  | Pwr_6540 |  | 13.8683 | 13.8683 | 13.8683
9 | 30 | 12 | 6541 | Yes |  | Pwr_6541 |  | 13.8683 | 13.8683 | 13.8683
9 | 30 | 13 | 6542 | Yes |  | Pwr_6542 |  | 13.8683 | 13.8683 | 13.8683
9 | 30 | 14 | 6543 | Yes |  | Pwr_6543 |  | 13.8683 | 13.8683 | 13.8683
9 | 30 | 15 | 6544 | Yes |  | Pwr_6544 |  | 13.8683 | 13.8683 | 13.8683
9 | 30 | 16 | 6545 | Yes |  | Pwr_6545 |  | 13.8683 | 13.8683 | 13.8683
9 | 30 | 17 | 6546 | Yes |  | Pwr_6546 |  | 13.8683 | 13.8683 | 13.8683
9 | 30 | 18 | 6547 | Yes |  | Pwr_6547 |  | 13.8683 | 13.8683 | 13.8683
9 | 30 | 19 | 6548 | Yes |  | Pwr_6548 |  | 13.8683 | 13.8683 | 13.8683
9 | 30 | 20 | 6549 | Yes |  | Pwr_6549 |  | 13.8683 | 13.8683 | 13.8683
9 | 30 | 21 | 6550 | Yes |  | Pwr_6550 |  | 13.8683 | 13.8683 | 13.8683
9 | 30 | 22 | 6551 | Yes |  | Pwr_6551 |  | 13.8683 | 13.8683 | 13.8683
9 | 30 | 23 | 6552 | Yes |  | Pwr_6552 |  | 13.8683 | 13.8683 | 13.8683
10 | 1 | 0 | 6553 | Sunday |  | Pwr_6553 |  | 13.8683 | 13.8683 | 13.8683
10 | 1 | 1 | 6554 | Sunday |  | Pwr_6554 |  | 13.8683 | 13.8683 | 13.8683
10 | 1 | 2 | 6555 | Sunday |  | Pwr_6555 |  | 13.8683 | 13.8683 | 13.8683
10 | 1 | 3 | 6556 | Sunday |  | Pwr_6556 |  | 13.8683 | 13.8683 | 13.8683
10 | 1 | 4 | 6557 | Sunday |  | Pwr_6557 |  | 20.8025 | 20.8025 | 20.8025
10 | 1 | 5 | 6558 | Sunday |  | Pwr_6558 |  | 31.2038 | 31.2038 | 31.2038
10 | 1 | 6 | 6559 | Sunday |  | Pwr_6559 |  | 40.2182 | 40.2182 | 40.2182
10 | 1 | 7 | 6560 | Sunday |  | Pwr_6560 |  | 48.5392 | 48.5392 | 48.5392
10 | 1 | 8 | 6561 | Sunday |  | Pwr_6561 |  | 58.9405 | 58.9405 | 58.9405
10 | 1 | 9 | 6562 | Sunday |  | Pwr_6562 |  | 71.422 | 71.422 | 71.422
10 | 1 | 10 | 6563 | Sunday |  | Pwr_6563 |  | 68.6483 | 68.6483 | 68.6483
10 | 1 | 11 | 6564 | Sunday |  | Pwr_6564 |  | 63.7944 | 63.7944 | 63.7944
10 | 1 | 12 | 6565 | Sunday |  | Pwr_6565 |  | 65.8746 | 65.8746 | 65.8746
10 | 1 | 13 | 6566 | Sunday |  | Pwr_6566 |  | 69.3417 | 69.3417 | 69.3417
10 | 1 | 14 | 6567 | Sunday |  | Pwr_6567 |  | 70.7286 | 70.7286 | 70.7286
10 | 1 | 15 | 6568 | Sunday |  | Pwr_6568 |  | 71.422 | 71.422 | 71.422
10 | 1 | 16 | 6569 | Sunday |  | Pwr_6569 |  | 72.8088 | 72.8088 | 72.8088
10 | 1 | 17 | 6570 | Sunday |  | Pwr_6570 |  | 58.9405 | 58.9405 | 58.9405
10 | 1 | 18 | 6571 | Sunday |  | Pwr_6571 |  | 48.5392 | 48.5392 | 48.5392
10 | 1 | 19 | 6572 | Sunday |  | Pwr_6572 |  | 38.1379 | 38.1379 | 38.1379
10 | 1 | 20 | 6573 | Sunday |  | Pwr_6573 |  | 24.2696 | 24.2696 | 24.2696
10 | 1 | 21 | 6574 | Sunday |  | Pwr_6574 |  | 13.8683 | 13.8683 | 13.8683
10 | 1 | 22 | 6575 | Sunday |  | Pwr_6575 |  | 13.8683 | 13.8683 | 13.8683
10 | 1 | 23 | 6576 | Sunday |  | Pwr_6576 |  | 13.8683 | 13.8683 | 13.8683
10 | 2 | 0 | 6577 | Yes |  | Pwr_6577 |  | 13.8683 | 13.8683 | 13.8683
10 | 2 | 1 | 6578 | Yes |  | Pwr_6578 |  | 13.8683 | 13.8683 | 13.8683
10 | 2 | 2 | 6579 | Yes |  | Pwr_6579 |  | 13.8683 | 13.8683 | 13.8683
10 | 2 | 3 | 6580 | Yes |  | Pwr_6580 |  | 13.8683 | 13.8683 | 13.8683
10 | 2 | 4 | 6581 | Yes |  | Pwr_6581 |  | 20.8025 | 20.8025 | 20.8025
10 | 2 | 5 | 6582 | Yes |  | Pwr_6582 |  | 31.2038 | 31.2038 | 31.2038
10 | 2 | 6 | 6583 | Yes |  | Pwr_6583 |  | 40.2182 | 40.2182 | 40.2182
10 | 2 | 7 | 6584 | Yes |  | Pwr_6584 |  | 48.5392 | 48.5392 | 48.5392
10 | 2 | 8 | 6585 | Yes |  | Pwr_6585 |  | 58.9405 | 58.9405 | 58.9405
10 | 2 | 9 | 6586 | Yes |  | Pwr_6586 |  | 71.422 | 71.422 | 71.422
10 | 2 | 10 | 6587 | Yes |  | Pwr_6587 |  | 68.6483 | 68.6483 | 68.6483
10 | 2 | 11 | 6588 | Yes |  | Pwr_6588 |  | 63.7944 | 63.7944 | 63.7944
10 | 2 | 12 | 6589 | Yes |  | Pwr_6589 |  | 65.8746 | 65.8746 | 65.8746
10 | 2 | 13 | 6590 | Yes |  | Pwr_6590 |  | 69.3417 | 69.3417 | 69.3417
10 | 2 | 14 | 6591 | Yes |  | Pwr_6591 |  | 70.7286 | 70.7286 | 70.7286
10 | 2 | 15 | 6592 | Yes |  | Pwr_6592 |  | 71.422 | 71.422 | 71.422
10 | 2 | 16 | 6593 | Yes |  | Pwr_6593 |  | 72.8088 | 72.8088 | 72.8088
10 | 2 | 17 | 6594 | Yes |  | Pwr_6594 |  | 58.9405 | 58.9405 | 58.9405
10 | 2 | 18 | 6595 | Yes |  | Pwr_6595 |  | 48.5392 | 48.5392 | 48.5392
10 | 2 | 19 | 6596 | Yes |  | Pwr_6596 |  | 38.1379 | 38.1379 | 38.1379
10 | 2 | 20 | 6597 | Yes |  | Pwr_6597 |  | 24.2696 | 24.2696 | 24.2696
10 | 2 | 21 | 6598 | Yes |  | Pwr_6598 |  | 13.8683 | 13.8683 | 13.8683
10 | 2 | 22 | 6599 | Yes |  | Pwr_6599 |  | 13.8683 | 13.8683 | 13.8683
10 | 2 | 23 | 6600 | Yes |  | Pwr_6600 |  | 13.8683 | 13.8683 | 13.8683
10 | 3 | 0 | 6601 | Yes |  | Pwr_6601 |  | 13.8683 | 13.8683 | 13.8683
10 | 3 | 1 | 6602 | Yes |  | Pwr_6602 |  | 13.8683 | 13.8683 | 13.8683
10 | 3 | 2 | 6603 | Yes |  | Pwr_6603 |  | 13.8683 | 13.8683 | 13.8683
10 | 3 | 3 | 6604 | Yes |  | Pwr_6604 |  | 13.8683 | 13.8683 | 13.8683
10 | 3 | 4 | 6605 | Yes |  | Pwr_6605 |  | 20.8025 | 20.8025 | 20.8025
10 | 3 | 5 | 6606 | Yes |  | Pwr_6606 |  | 31.2038 | 31.2038 | 31.2038
10 | 3 | 6 | 6607 | Yes |  | Pwr_6607 |  | 40.2182 | 40.2182 | 40.2182
10 | 3 | 7 | 6608 | Yes |  | Pwr_6608 |  | 48.5392 | 48.5392 | 48.5392
10 | 3 | 8 | 6609 | Yes |  | Pwr_6609 |  | 58.9405 | 58.9405 | 58.9405
10 | 3 | 9 | 6610 | Yes |  | Pwr_6610 |  | 71.422 | 71.422 | 71.422
10 | 3 | 10 | 6611 | Yes |  | Pwr_6611 |  | 68.6483 | 68.6483 | 68.6483
10 | 3 | 11 | 6612 | Yes |  | Pwr_6612 |  | 63.7944 | 63.7944 | 63.7944
10 | 3 | 12 | 6613 | Yes |  | Pwr_6613 |  | 65.8746 | 65.8746 | 65.8746
10 | 3 | 13 | 6614 | Yes |  | Pwr_6614 |  | 69.3417 | 69.3417 | 69.3417
10 | 3 | 14 | 6615 | Yes |  | Pwr_6615 |  | 70.7286 | 70.7286 | 70.7286
10 | 3 | 15 | 6616 | Yes |  | Pwr_6616 |  | 71.422 | 71.422 | 71.422
10 | 3 | 16 | 6617 | Yes |  | Pwr_6617 |  | 72.8088 | 72.8088 | 72.8088
10 | 3 | 17 | 6618 | Yes |  | Pwr_6618 |  | 58.9405 | 58.9405 | 58.9405
10 | 3 | 18 | 6619 | Yes |  | Pwr_6619 |  | 48.5392 | 48.5392 | 48.5392
10 | 3 | 19 | 6620 | Yes |  | Pwr_6620 |  | 38.1379 | 38.1379 | 38.1379
10 | 3 | 20 | 6621 | Yes |  | Pwr_6621 |  | 24.2696 | 24.2696 | 24.2696
10 | 3 | 21 | 6622 | Yes |  | Pwr_6622 |  | 13.8683 | 13.8683 | 13.8683
10 | 3 | 22 | 6623 | Yes |  | Pwr_6623 |  | 13.8683 | 13.8683 | 13.8683
10 | 3 | 23 | 6624 | Yes |  | Pwr_6624 |  | 13.8683 | 13.8683 | 13.8683
10 | 4 | 0 | 6625 | Yes |  | Pwr_6625 |  | 13.8683 | 13.8683 | 13.8683
10 | 4 | 1 | 6626 | Yes |  | Pwr_6626 |  | 13.8683 | 13.8683 | 13.8683
10 | 4 | 2 | 6627 | Yes |  | Pwr_6627 |  | 13.8683 | 13.8683 | 13.8683
10 | 4 | 3 | 6628 | Yes |  | Pwr_6628 |  | 13.8683 | 13.8683 | 13.8683
10 | 4 | 4 | 6629 | Yes |  | Pwr_6629 |  | 20.8025 | 20.8025 | 20.8025
10 | 4 | 5 | 6630 | Yes |  | Pwr_6630 |  | 31.2038 | 31.2038 | 31.2038
10 | 4 | 6 | 6631 | Yes |  | Pwr_6631 |  | 40.2182 | 40.2182 | 40.2182
10 | 4 | 7 | 6632 | Yes |  | Pwr_6632 |  | 48.5392 | 48.5392 | 48.5392
10 | 4 | 8 | 6633 | Yes |  | Pwr_6633 |  | 58.9405 | 58.9405 | 58.9405
10 | 4 | 9 | 6634 | Yes |  | Pwr_6634 |  | 71.422 | 71.422 | 71.422
10 | 4 | 10 | 6635 | Yes |  | Pwr_6635 |  | 68.6483 | 68.6483 | 68.6483
10 | 4 | 11 | 6636 | Yes |  | Pwr_6636 |  | 63.7944 | 63.7944 | 63.7944
10 | 4 | 12 | 6637 | Yes |  | Pwr_6637 |  | 65.8746 | 65.8746 | 65.8746
10 | 4 | 13 | 6638 | Yes |  | Pwr_6638 |  | 69.3417 | 69.3417 | 69.3417
10 | 4 | 14 | 6639 | Yes |  | Pwr_6639 |  | 70.7286 | 70.7286 | 70.7286
10 | 4 | 15 | 6640 | Yes |  | Pwr_6640 |  | 71.422 | 71.422 | 71.422
10 | 4 | 16 | 6641 | Yes |  | Pwr_6641 |  | 72.8088 | 72.8088 | 72.8088
10 | 4 | 17 | 6642 | Yes |  | Pwr_6642 |  | 58.9405 | 58.9405 | 58.9405
10 | 4 | 18 | 6643 | Yes |  | Pwr_6643 |  | 48.5392 | 48.5392 | 48.5392
10 | 4 | 19 | 6644 | Yes |  | Pwr_6644 |  | 38.1379 | 38.1379 | 38.1379
10 | 4 | 20 | 6645 | Yes |  | Pwr_6645 |  | 24.2696 | 24.2696 | 24.2696
10 | 4 | 21 | 6646 | Yes |  | Pwr_6646 |  | 13.8683 | 13.8683 | 13.8683
10 | 4 | 22 | 6647 | Yes |  | Pwr_6647 |  | 13.8683 | 13.8683 | 13.8683
10 | 4 | 23 | 6648 | Yes |  | Pwr_6648 |  | 13.8683 | 13.8683 | 13.8683
10 | 5 | 0 | 6649 | Yes |  | Pwr_6649 |  | 13.8683 | 13.8683 | 13.8683
10 | 5 | 1 | 6650 | Yes |  | Pwr_6650 |  | 13.8683 | 13.8683 | 13.8683
10 | 5 | 2 | 6651 | Yes |  | Pwr_6651 |  | 13.8683 | 13.8683 | 13.8683
10 | 5 | 3 | 6652 | Yes |  | Pwr_6652 |  | 13.8683 | 13.8683 | 13.8683
10 | 5 | 4 | 6653 | Yes |  | Pwr_6653 |  | 20.8025 | 20.8025 | 20.8025
10 | 5 | 5 | 6654 | Yes |  | Pwr_6654 |  | 31.2038 | 31.2038 | 31.2038
10 | 5 | 6 | 6655 | Yes |  | Pwr_6655 |  | 40.2182 | 40.2182 | 40.2182
10 | 5 | 7 | 6656 | Yes |  | Pwr_6656 |  | 48.5392 | 48.5392 | 48.5392
10 | 5 | 8 | 6657 | Yes |  | Pwr_6657 |  | 58.9405 | 58.9405 | 58.9405
10 | 5 | 9 | 6658 | Yes |  | Pwr_6658 |  | 71.422 | 71.422 | 71.422
10 | 5 | 10 | 6659 | Yes |  | Pwr_6659 |  | 68.6483 | 68.6483 | 68.6483
10 | 5 | 11 | 6660 | Yes |  | Pwr_6660 |  | 63.7944 | 63.7944 | 63.7944
10 | 5 | 12 | 6661 | Yes |  | Pwr_6661 |  | 65.8746 | 65.8746 | 65.8746
10 | 5 | 13 | 6662 | Yes |  | Pwr_6662 |  | 69.3417 | 69.3417 | 69.3417
10 | 5 | 14 | 6663 | Yes |  | Pwr_6663 |  | 70.7286 | 70.7286 | 70.7286
10 | 5 | 15 | 6664 | Yes |  | Pwr_6664 |  | 71.422 | 71.422 | 71.422
10 | 5 | 16 | 6665 | Yes |  | Pwr_6665 |  | 72.8088 | 72.8088 | 72.8088
10 | 5 | 17 | 6666 | Yes |  | Pwr_6666 |  | 58.9405 | 58.9405 | 58.9405
10 | 5 | 18 | 6667 | Yes |  | Pwr_6667 |  | 48.5392 | 48.5392 | 48.5392
10 | 5 | 19 | 6668 | Yes |  | Pwr_6668 |  | 38.1379 | 38.1379 | 38.1379
10 | 5 | 20 | 6669 | Yes |  | Pwr_6669 |  | 24.2696 | 24.2696 | 24.2696
10 | 5 | 21 | 6670 | Yes |  | Pwr_6670 |  | 13.8683 | 13.8683 | 13.8683
10 | 5 | 22 | 6671 | Yes |  | Pwr_6671 |  | 13.8683 | 13.8683 | 13.8683
10 | 5 | 23 | 6672 | Yes |  | Pwr_6672 |  | 13.8683 | 13.8683 | 13.8683
10 | 6 | 0 | 6673 | Yes |  | Pwr_6673 |  | 13.8683 | 13.8683 | 13.8683
10 | 6 | 1 | 6674 | Yes |  | Pwr_6674 |  | 13.8683 | 13.8683 | 13.8683
10 | 6 | 2 | 6675 | Yes |  | Pwr_6675 |  | 13.8683 | 13.8683 | 13.8683
10 | 6 | 3 | 6676 | Yes |  | Pwr_6676 |  | 13.8683 | 13.8683 | 13.8683
10 | 6 | 4 | 6677 | Yes |  | Pwr_6677 |  | 13.8683 | 13.8683 | 13.8683
10 | 6 | 5 | 6678 | Yes |  | Pwr_6678 |  | 13.8683 | 13.8683 | 13.8683
10 | 6 | 6 | 6679 | Yes |  | Pwr_6679 |  | 13.8683 | 13.8683 | 13.8683
10 | 6 | 7 | 6680 | Yes |  | Pwr_6680 |  | 13.8683 | 13.8683 | 13.8683
10 | 6 | 8 | 6681 | Yes |  | Pwr_6681 |  | 13.8683 | 13.8683 | 13.8683
10 | 6 | 9 | 6682 | Yes |  | Pwr_6682 |  | 13.8683 | 13.8683 | 13.8683
10 | 6 | 10 | 6683 | Yes |  | Pwr_6683 |  | 13.8683 | 13.8683 | 13.8683
10 | 6 | 11 | 6684 | Yes |  | Pwr_6684 |  | 13.8683 | 13.8683 | 13.8683
10 | 6 | 12 | 6685 | Yes |  | Pwr_6685 |  | 13.8683 | 13.8683 | 13.8683
10 | 6 | 13 | 6686 | Yes |  | Pwr_6686 |  | 13.8683 | 13.8683 | 13.8683
10 | 6 | 14 | 6687 | Yes |  | Pwr_6687 |  | 13.8683 | 13.8683 | 13.8683
10 | 6 | 15 | 6688 | Yes |  | Pwr_6688 |  | 13.8683 | 13.8683 | 13.8683
10 | 6 | 16 | 6689 | Yes |  | Pwr_6689 |  | 13.8683 | 13.8683 | 13.8683
10 | 6 | 17 | 6690 | Yes |  | Pwr_6690 |  | 13.8683 | 13.8683 | 13.8683
10 | 6 | 18 | 6691 | Yes |  | Pwr_6691 |  | 13.8683 | 13.8683 | 13.8683
10 | 6 | 19 | 6692 | Yes |  | Pwr_6692 |  | 13.8683 | 13.8683 | 13.8683
10 | 6 | 20 | 6693 | Yes |  | Pwr_6693 |  | 13.8683 | 13.8683 | 13.8683
10 | 6 | 21 | 6694 | Yes |  | Pwr_6694 |  | 13.8683 | 13.8683 | 13.8683
10 | 6 | 22 | 6695 | Yes |  | Pwr_6695 |  | 13.8683 | 13.8683 | 13.8683
10 | 6 | 23 | 6696 | Yes |  | Pwr_6696 |  | 13.8683 | 13.8683 | 13.8683
10 | 7 | 0 | 6697 | Saturday |  | Pwr_6697 |  | 13.8683 | 13.8683 | 13.8683
10 | 7 | 1 | 6698 | Saturday |  | Pwr_6698 |  | 13.8683 | 13.8683 | 13.8683
10 | 7 | 2 | 6699 | Saturday |  | Pwr_6699 |  | 13.8683 | 13.8683 | 13.8683
10 | 7 | 3 | 6700 | Saturday |  | Pwr_6700 |  | 13.8683 | 13.8683 | 13.8683
10 | 7 | 4 | 6701 | Saturday |  | Pwr_6701 |  | 13.8683 | 13.8683 | 13.8683
10 | 7 | 5 | 6702 | Saturday |  | Pwr_6702 |  | 13.8683 | 13.8683 | 13.8683
10 | 7 | 6 | 6703 | Saturday |  | Pwr_6703 |  | 13.8683 | 13.8683 | 13.8683
10 | 7 | 7 | 6704 | Saturday |  | Pwr_6704 |  | 13.8683 | 13.8683 | 13.8683
10 | 7 | 8 | 6705 | Saturday |  | Pwr_6705 |  | 13.8683 | 13.8683 | 13.8683
10 | 7 | 9 | 6706 | Saturday |  | Pwr_6706 |  | 13.8683 | 13.8683 | 13.8683
10 | 7 | 10 | 6707 | Saturday |  | Pwr_6707 |  | 13.8683 | 13.8683 | 13.8683
10 | 7 | 11 | 6708 | Saturday |  | Pwr_6708 |  | 13.8683 | 13.8683 | 13.8683
10 | 7 | 12 | 6709 | Saturday |  | Pwr_6709 |  | 13.8683 | 13.8683 | 13.8683
10 | 7 | 13 | 6710 | Saturday |  | Pwr_6710 |  | 13.8683 | 13.8683 | 13.8683
10 | 7 | 14 | 6711 | Saturday |  | Pwr_6711 |  | 13.8683 | 13.8683 | 13.8683
10 | 7 | 15 | 6712 | Saturday |  | Pwr_6712 |  | 13.8683 | 13.8683 | 13.8683
10 | 7 | 16 | 6713 | Saturday |  | Pwr_6713 |  | 13.8683 | 13.8683 | 13.8683
10 | 7 | 17 | 6714 | Saturday |  | Pwr_6714 |  | 13.8683 | 13.8683 | 13.8683
10 | 7 | 18 | 6715 | Saturday |  | Pwr_6715 |  | 13.8683 | 13.8683 | 13.8683
10 | 7 | 19 | 6716 | Saturday |  | Pwr_6716 |  | 13.8683 | 13.8683 | 13.8683
10 | 7 | 20 | 6717 | Saturday |  | Pwr_6717 |  | 13.8683 | 13.8683 | 13.8683
10 | 7 | 21 | 6718 | Saturday |  | Pwr_6718 |  | 13.8683 | 13.8683 | 13.8683
10 | 7 | 22 | 6719 | Saturday |  | Pwr_6719 |  | 13.8683 | 13.8683 | 13.8683
10 | 7 | 23 | 6720 | Saturday |  | Pwr_6720 |  | 13.8683 | 13.8683 | 13.8683
10 | 8 | 0 | 6721 | Sunday |  | Pwr_6721 |  | 13.8683 | 13.8683 | 13.8683
10 | 8 | 1 | 6722 | Sunday |  | Pwr_6722 |  | 13.8683 | 13.8683 | 13.8683
10 | 8 | 2 | 6723 | Sunday |  | Pwr_6723 |  | 13.8683 | 13.8683 | 13.8683
10 | 8 | 3 | 6724 | Sunday |  | Pwr_6724 |  | 13.8683 | 13.8683 | 13.8683
10 | 8 | 4 | 6725 | Sunday |  | Pwr_6725 |  | 20.8025 | 20.8025 | 20.8025
10 | 8 | 5 | 6726 | Sunday |  | Pwr_6726 |  | 31.2038 | 31.2038 | 31.2038
10 | 8 | 6 | 6727 | Sunday |  | Pwr_6727 |  | 40.2182 | 40.2182 | 40.2182
10 | 8 | 7 | 6728 | Sunday |  | Pwr_6728 |  | 48.5392 | 48.5392 | 48.5392
10 | 8 | 8 | 6729 | Sunday |  | Pwr_6729 |  | 58.9405 | 58.9405 | 58.9405
10 | 8 | 9 | 6730 | Sunday |  | Pwr_6730 |  | 71.422 | 71.422 | 71.422
10 | 8 | 10 | 6731 | Sunday |  | Pwr_6731 |  | 68.6483 | 68.6483 | 68.6483
10 | 8 | 11 | 6732 | Sunday |  | Pwr_6732 |  | 63.7944 | 63.7944 | 63.7944
10 | 8 | 12 | 6733 | Sunday |  | Pwr_6733 |  | 65.8746 | 65.8746 | 65.8746
10 | 8 | 13 | 6734 | Sunday |  | Pwr_6734 |  | 69.3417 | 69.3417 | 69.3417
10 | 8 | 14 | 6735 | Sunday |  | Pwr_6735 |  | 70.7286 | 70.7286 | 70.7286
10 | 8 | 15 | 6736 | Sunday |  | Pwr_6736 |  | 71.422 | 71.422 | 71.422
10 | 8 | 16 | 6737 | Sunday |  | Pwr_6737 |  | 72.8088 | 72.8088 | 72.8088
10 | 8 | 17 | 6738 | Sunday |  | Pwr_6738 |  | 58.9405 | 58.9405 | 58.9405
10 | 8 | 18 | 6739 | Sunday |  | Pwr_6739 |  | 48.5392 | 48.5392 | 48.5392
10 | 8 | 19 | 6740 | Sunday |  | Pwr_6740 |  | 38.1379 | 38.1379 | 38.1379
10 | 8 | 20 | 6741 | Sunday |  | Pwr_6741 |  | 24.2696 | 24.2696 | 24.2696
10 | 8 | 21 | 6742 | Sunday |  | Pwr_6742 |  | 13.8683 | 13.8683 | 13.8683
10 | 8 | 22 | 6743 | Sunday |  | Pwr_6743 |  | 13.8683 | 13.8683 | 13.8683
10 | 8 | 23 | 6744 | Sunday |  | Pwr_6744 |  | 13.8683 | 13.8683 | 13.8683
10 | 9 | 0 | 6745 | Yes |  | Pwr_6745 |  | 13.8683 | 13.8683 | 13.8683
10 | 9 | 1 | 6746 | Yes |  | Pwr_6746 |  | 13.8683 | 13.8683 | 13.8683
10 | 9 | 2 | 6747 | Yes |  | Pwr_6747 |  | 13.8683 | 13.8683 | 13.8683
10 | 9 | 3 | 6748 | Yes |  | Pwr_6748 |  | 13.8683 | 13.8683 | 13.8683
10 | 9 | 4 | 6749 | Yes |  | Pwr_6749 |  | 20.8025 | 20.8025 | 20.8025
10 | 9 | 5 | 6750 | Yes |  | Pwr_6750 |  | 31.2038 | 31.2038 | 31.2038
10 | 9 | 6 | 6751 | Yes |  | Pwr_6751 |  | 40.2182 | 40.2182 | 40.2182
10 | 9 | 7 | 6752 | Yes |  | Pwr_6752 |  | 48.5392 | 48.5392 | 48.5392
10 | 9 | 8 | 6753 | Yes |  | Pwr_6753 |  | 58.9405 | 58.9405 | 58.9405
10 | 9 | 9 | 6754 | Yes |  | Pwr_6754 |  | 71.422 | 71.422 | 71.422
10 | 9 | 10 | 6755 | Yes |  | Pwr_6755 |  | 68.6483 | 68.6483 | 68.6483
10 | 9 | 11 | 6756 | Yes |  | Pwr_6756 |  | 63.7944 | 63.7944 | 63.7944
10 | 9 | 12 | 6757 | Yes |  | Pwr_6757 |  | 65.8746 | 65.8746 | 65.8746
10 | 9 | 13 | 6758 | Yes |  | Pwr_6758 |  | 69.3417 | 69.3417 | 69.3417
10 | 9 | 14 | 6759 | Yes |  | Pwr_6759 |  | 70.7286 | 70.7286 | 70.7286
10 | 9 | 15 | 6760 | Yes |  | Pwr_6760 |  | 71.422 | 71.422 | 71.422
10 | 9 | 16 | 6761 | Yes |  | Pwr_6761 |  | 72.8088 | 72.8088 | 72.8088
10 | 9 | 17 | 6762 | Yes |  | Pwr_6762 |  | 58.9405 | 58.9405 | 58.9405
10 | 9 | 18 | 6763 | Yes |  | Pwr_6763 |  | 48.5392 | 48.5392 | 48.5392
10 | 9 | 19 | 6764 | Yes |  | Pwr_6764 |  | 38.1379 | 38.1379 | 38.1379
10 | 9 | 20 | 6765 | Yes |  | Pwr_6765 |  | 24.2696 | 24.2696 | 24.2696
10 | 9 | 21 | 6766 | Yes |  | Pwr_6766 |  | 13.8683 | 13.8683 | 13.8683
10 | 9 | 22 | 6767 | Yes |  | Pwr_6767 |  | 13.8683 | 13.8683 | 13.8683
10 | 9 | 23 | 6768 | Yes |  | Pwr_6768 |  | 13.8683 | 13.8683 | 13.8683
10 | 10 | 0 | 6769 | Yes |  | Pwr_6769 |  | 13.8683 | 13.8683 | 13.8683
10 | 10 | 1 | 6770 | Yes |  | Pwr_6770 |  | 13.8683 | 13.8683 | 13.8683
10 | 10 | 2 | 6771 | Yes |  | Pwr_6771 |  | 13.8683 | 13.8683 | 13.8683
10 | 10 | 3 | 6772 | Yes |  | Pwr_6772 |  | 13.8683 | 13.8683 | 13.8683
10 | 10 | 4 | 6773 | Yes |  | Pwr_6773 |  | 20.8025 | 20.8025 | 20.8025
10 | 10 | 5 | 6774 | Yes |  | Pwr_6774 |  | 31.2038 | 31.2038 | 31.2038
10 | 10 | 6 | 6775 | Yes |  | Pwr_6775 |  | 40.2182 | 40.2182 | 40.2182
10 | 10 | 7 | 6776 | Yes |  | Pwr_6776 |  | 48.5392 | 48.5392 | 48.5392
10 | 10 | 8 | 6777 | Yes |  | Pwr_6777 |  | 58.9405 | 58.9405 | 58.9405
10 | 10 | 9 | 6778 | Yes |  | Pwr_6778 |  | 71.422 | 71.422 | 71.422
10 | 10 | 10 | 6779 | Yes |  | Pwr_6779 |  | 68.6483 | 68.6483 | 68.6483
10 | 10 | 11 | 6780 | Yes |  | Pwr_6780 |  | 63.7944 | 63.7944 | 63.7944
10 | 10 | 12 | 6781 | Yes |  | Pwr_6781 |  | 65.8746 | 65.8746 | 65.8746
10 | 10 | 13 | 6782 | Yes |  | Pwr_6782 |  | 69.3417 | 69.3417 | 69.3417
10 | 10 | 14 | 6783 | Yes |  | Pwr_6783 |  | 70.7286 | 70.7286 | 70.7286
10 | 10 | 15 | 6784 | Yes |  | Pwr_6784 |  | 71.422 | 71.422 | 71.422
10 | 10 | 16 | 6785 | Yes |  | Pwr_6785 |  | 72.8088 | 72.8088 | 72.8088
10 | 10 | 17 | 6786 | Yes |  | Pwr_6786 |  | 58.9405 | 58.9405 | 58.9405
10 | 10 | 18 | 6787 | Yes |  | Pwr_6787 |  | 48.5392 | 48.5392 | 48.5392
10 | 10 | 19 | 6788 | Yes |  | Pwr_6788 |  | 38.1379 | 38.1379 | 38.1379
10 | 10 | 20 | 6789 | Yes |  | Pwr_6789 |  | 24.2696 | 24.2696 | 24.2696
10 | 10 | 21 | 6790 | Yes |  | Pwr_6790 |  | 13.8683 | 13.8683 | 13.8683
10 | 10 | 22 | 6791 | Yes |  | Pwr_6791 |  | 13.8683 | 13.8683 | 13.8683
10 | 10 | 23 | 6792 | Yes |  | Pwr_6792 |  | 13.8683 | 13.8683 | 13.8683
10 | 11 | 0 | 6793 | Yes |  | Pwr_6793 |  | 13.8683 | 13.8683 | 13.8683
10 | 11 | 1 | 6794 | Yes |  | Pwr_6794 |  | 13.8683 | 13.8683 | 13.8683
10 | 11 | 2 | 6795 | Yes |  | Pwr_6795 |  | 13.8683 | 13.8683 | 13.8683
10 | 11 | 3 | 6796 | Yes |  | Pwr_6796 |  | 13.8683 | 13.8683 | 13.8683
10 | 11 | 4 | 6797 | Yes |  | Pwr_6797 |  | 20.8025 | 20.8025 | 20.8025
10 | 11 | 5 | 6798 | Yes |  | Pwr_6798 |  | 31.2038 | 31.2038 | 31.2038
10 | 11 | 6 | 6799 | Yes |  | Pwr_6799 |  | 40.2182 | 40.2182 | 40.2182
10 | 11 | 7 | 6800 | Yes |  | Pwr_6800 |  | 48.5392 | 48.5392 | 48.5392
10 | 11 | 8 | 6801 | Yes |  | Pwr_6801 |  | 58.9405 | 58.9405 | 58.9405
10 | 11 | 9 | 6802 | Yes |  | Pwr_6802 |  | 71.422 | 71.422 | 71.422
10 | 11 | 10 | 6803 | Yes |  | Pwr_6803 |  | 68.6483 | 68.6483 | 68.6483
10 | 11 | 11 | 6804 | Yes |  | Pwr_6804 |  | 63.7944 | 63.7944 | 63.7944
10 | 11 | 12 | 6805 | Yes |  | Pwr_6805 |  | 65.8746 | 65.8746 | 65.8746
10 | 11 | 13 | 6806 | Yes |  | Pwr_6806 |  | 69.3417 | 69.3417 | 69.3417
10 | 11 | 14 | 6807 | Yes |  | Pwr_6807 |  | 70.7286 | 70.7286 | 70.7286
10 | 11 | 15 | 6808 | Yes |  | Pwr_6808 |  | 71.422 | 71.422 | 71.422
10 | 11 | 16 | 6809 | Yes |  | Pwr_6809 |  | 72.8088 | 72.8088 | 72.8088
10 | 11 | 17 | 6810 | Yes |  | Pwr_6810 |  | 58.9405 | 58.9405 | 58.9405
10 | 11 | 18 | 6811 | Yes |  | Pwr_6811 |  | 48.5392 | 48.5392 | 48.5392
10 | 11 | 19 | 6812 | Yes |  | Pwr_6812 |  | 38.1379 | 38.1379 | 38.1379
10 | 11 | 20 | 6813 | Yes |  | Pwr_6813 |  | 24.2696 | 24.2696 | 24.2696
10 | 11 | 21 | 6814 | Yes |  | Pwr_6814 |  | 13.8683 | 13.8683 | 13.8683
10 | 11 | 22 | 6815 | Yes |  | Pwr_6815 |  | 13.8683 | 13.8683 | 13.8683
10 | 11 | 23 | 6816 | Yes |  | Pwr_6816 |  | 13.8683 | 13.8683 | 13.8683
10 | 12 | 0 | 6817 | Yes |  | Pwr_6817 |  | 13.8683 | 13.8683 | 13.8683
10 | 12 | 1 | 6818 | Yes |  | Pwr_6818 |  | 13.8683 | 13.8683 | 13.8683
10 | 12 | 2 | 6819 | Yes |  | Pwr_6819 |  | 13.8683 | 13.8683 | 13.8683
10 | 12 | 3 | 6820 | Yes |  | Pwr_6820 |  | 13.8683 | 13.8683 | 13.8683
10 | 12 | 4 | 6821 | Yes |  | Pwr_6821 |  | 20.8025 | 20.8025 | 20.8025
10 | 12 | 5 | 6822 | Yes |  | Pwr_6822 |  | 31.2038 | 31.2038 | 31.2038
10 | 12 | 6 | 6823 | Yes |  | Pwr_6823 |  | 40.2182 | 40.2182 | 40.2182
10 | 12 | 7 | 6824 | Yes |  | Pwr_6824 |  | 48.5392 | 48.5392 | 48.5392
10 | 12 | 8 | 6825 | Yes |  | Pwr_6825 |  | 58.9405 | 58.9405 | 58.9405
10 | 12 | 9 | 6826 | Yes |  | Pwr_6826 |  | 71.422 | 71.422 | 71.422
10 | 12 | 10 | 6827 | Yes |  | Pwr_6827 |  | 68.6483 | 68.6483 | 68.6483
10 | 12 | 11 | 6828 | Yes |  | Pwr_6828 |  | 63.7944 | 63.7944 | 63.7944
10 | 12 | 12 | 6829 | Yes |  | Pwr_6829 |  | 65.8746 | 65.8746 | 65.8746
10 | 12 | 13 | 6830 | Yes |  | Pwr_6830 |  | 69.3417 | 69.3417 | 69.3417
10 | 12 | 14 | 6831 | Yes |  | Pwr_6831 |  | 70.7286 | 70.7286 | 70.7286
10 | 12 | 15 | 6832 | Yes |  | Pwr_6832 |  | 71.422 | 71.422 | 71.422
10 | 12 | 16 | 6833 | Yes |  | Pwr_6833 |  | 72.8088 | 72.8088 | 72.8088
10 | 12 | 17 | 6834 | Yes |  | Pwr_6834 |  | 58.9405 | 58.9405 | 58.9405
10 | 12 | 18 | 6835 | Yes |  | Pwr_6835 |  | 48.5392 | 48.5392 | 48.5392
10 | 12 | 19 | 6836 | Yes |  | Pwr_6836 |  | 38.1379 | 38.1379 | 38.1379
10 | 12 | 20 | 6837 | Yes |  | Pwr_6837 |  | 24.2696 | 24.2696 | 24.2696
10 | 12 | 21 | 6838 | Yes |  | Pwr_6838 |  | 13.8683 | 13.8683 | 13.8683
10 | 12 | 22 | 6839 | Yes |  | Pwr_6839 |  | 13.8683 | 13.8683 | 13.8683
10 | 12 | 23 | 6840 | Yes |  | Pwr_6840 |  | 13.8683 | 13.8683 | 13.8683
10 | 13 | 0 | 6841 | Yes |  | Pwr_6841 |  | 13.8683 | 13.8683 | 13.8683
10 | 13 | 1 | 6842 | Yes |  | Pwr_6842 |  | 13.8683 | 13.8683 | 13.8683
10 | 13 | 2 | 6843 | Yes |  | Pwr_6843 |  | 13.8683 | 13.8683 | 13.8683
10 | 13 | 3 | 6844 | Yes |  | Pwr_6844 |  | 13.8683 | 13.8683 | 13.8683
10 | 13 | 4 | 6845 | Yes |  | Pwr_6845 |  | 13.8683 | 13.8683 | 13.8683
10 | 13 | 5 | 6846 | Yes |  | Pwr_6846 |  | 13.8683 | 13.8683 | 13.8683
10 | 13 | 6 | 6847 | Yes |  | Pwr_6847 |  | 13.8683 | 13.8683 | 13.8683
10 | 13 | 7 | 6848 | Yes |  | Pwr_6848 |  | 13.8683 | 13.8683 | 13.8683
10 | 13 | 8 | 6849 | Yes |  | Pwr_6849 |  | 13.8683 | 13.8683 | 13.8683
10 | 13 | 9 | 6850 | Yes |  | Pwr_6850 |  | 13.8683 | 13.8683 | 13.8683
10 | 13 | 10 | 6851 | Yes |  | Pwr_6851 |  | 13.8683 | 13.8683 | 13.8683
10 | 13 | 11 | 6852 | Yes |  | Pwr_6852 |  | 13.8683 | 13.8683 | 13.8683
10 | 13 | 12 | 6853 | Yes |  | Pwr_6853 |  | 13.8683 | 13.8683 | 13.8683
10 | 13 | 13 | 6854 | Yes |  | Pwr_6854 |  | 13.8683 | 13.8683 | 13.8683
10 | 13 | 14 | 6855 | Yes |  | Pwr_6855 |  | 13.8683 | 13.8683 | 13.8683
10 | 13 | 15 | 6856 | Yes |  | Pwr_6856 |  | 13.8683 | 13.8683 | 13.8683
10 | 13 | 16 | 6857 | Yes |  | Pwr_6857 |  | 13.8683 | 13.8683 | 13.8683
10 | 13 | 17 | 6858 | Yes |  | Pwr_6858 |  | 13.8683 | 13.8683 | 13.8683
10 | 13 | 18 | 6859 | Yes |  | Pwr_6859 |  | 13.8683 | 13.8683 | 13.8683
10 | 13 | 19 | 6860 | Yes |  | Pwr_6860 |  | 13.8683 | 13.8683 | 13.8683
10 | 13 | 20 | 6861 | Yes |  | Pwr_6861 |  | 13.8683 | 13.8683 | 13.8683
10 | 13 | 21 | 6862 | Yes |  | Pwr_6862 |  | 13.8683 | 13.8683 | 13.8683
10 | 13 | 22 | 6863 | Yes |  | Pwr_6863 |  | 13.8683 | 13.8683 | 13.8683
10 | 13 | 23 | 6864 | Yes |  | Pwr_6864 |  | 13.8683 | 13.8683 | 13.8683
10 | 14 | 0 | 6865 | Saturday |  | Pwr_6865 |  | 13.8683 | 13.8683 | 13.8683
10 | 14 | 1 | 6866 | Saturday |  | Pwr_6866 |  | 13.8683 | 13.8683 | 13.8683
10 | 14 | 2 | 6867 | Saturday |  | Pwr_6867 |  | 13.8683 | 13.8683 | 13.8683
10 | 14 | 3 | 6868 | Saturday |  | Pwr_6868 |  | 13.8683 | 13.8683 | 13.8683
10 | 14 | 4 | 6869 | Saturday |  | Pwr_6869 |  | 13.8683 | 13.8683 | 13.8683
10 | 14 | 5 | 6870 | Saturday |  | Pwr_6870 |  | 13.8683 | 13.8683 | 13.8683
10 | 14 | 6 | 6871 | Saturday |  | Pwr_6871 |  | 13.8683 | 13.8683 | 13.8683
10 | 14 | 7 | 6872 | Saturday |  | Pwr_6872 |  | 13.8683 | 13.8683 | 13.8683
10 | 14 | 8 | 6873 | Saturday |  | Pwr_6873 |  | 13.8683 | 13.8683 | 13.8683
10 | 14 | 9 | 6874 | Saturday |  | Pwr_6874 |  | 13.8683 | 13.8683 | 13.8683
10 | 14 | 10 | 6875 | Saturday |  | Pwr_6875 |  | 13.8683 | 13.8683 | 13.8683
10 | 14 | 11 | 6876 | Saturday |  | Pwr_6876 |  | 13.8683 | 13.8683 | 13.8683
10 | 14 | 12 | 6877 | Saturday |  | Pwr_6877 |  | 13.8683 | 13.8683 | 13.8683
10 | 14 | 13 | 6878 | Saturday |  | Pwr_6878 |  | 13.8683 | 13.8683 | 13.8683
10 | 14 | 14 | 6879 | Saturday |  | Pwr_6879 |  | 13.8683 | 13.8683 | 13.8683
10 | 14 | 15 | 6880 | Saturday |  | Pwr_6880 |  | 13.8683 | 13.8683 | 13.8683
10 | 14 | 16 | 6881 | Saturday |  | Pwr_6881 |  | 13.8683 | 13.8683 | 13.8683
10 | 14 | 17 | 6882 | Saturday |  | Pwr_6882 |  | 13.8683 | 13.8683 | 13.8683
10 | 14 | 18 | 6883 | Saturday |  | Pwr_6883 |  | 13.8683 | 13.8683 | 13.8683
10 | 14 | 19 | 6884 | Saturday |  | Pwr_6884 |  | 13.8683 | 13.8683 | 13.8683
10 | 14 | 20 | 6885 | Saturday |  | Pwr_6885 |  | 13.8683 | 13.8683 | 13.8683
10 | 14 | 21 | 6886 | Saturday |  | Pwr_6886 |  | 13.8683 | 13.8683 | 13.8683
10 | 14 | 22 | 6887 | Saturday |  | Pwr_6887 |  | 13.8683 | 13.8683 | 13.8683
10 | 14 | 23 | 6888 | Saturday |  | Pwr_6888 |  | 13.8683 | 13.8683 | 13.8683
10 | 15 | 0 | 6889 | Sunday |  | Pwr_6889 |  | 13.8683 | 13.8683 | 13.8683
10 | 15 | 1 | 6890 | Sunday |  | Pwr_6890 |  | 13.8683 | 13.8683 | 13.8683
10 | 15 | 2 | 6891 | Sunday |  | Pwr_6891 |  | 13.8683 | 13.8683 | 13.8683
10 | 15 | 3 | 6892 | Sunday |  | Pwr_6892 |  | 13.8683 | 13.8683 | 13.8683
10 | 15 | 4 | 6893 | Sunday |  | Pwr_6893 |  | 20.8025 | 20.8025 | 20.8025
10 | 15 | 5 | 6894 | Sunday |  | Pwr_6894 |  | 31.2038 | 31.2038 | 31.2038
10 | 15 | 6 | 6895 | Sunday |  | Pwr_6895 |  | 40.2182 | 40.2182 | 40.2182
10 | 15 | 7 | 6896 | Sunday |  | Pwr_6896 |  | 48.5392 | 48.5392 | 48.5392
10 | 15 | 8 | 6897 | Sunday |  | Pwr_6897 |  | 58.9405 | 58.9405 | 58.9405
10 | 15 | 9 | 6898 | Sunday |  | Pwr_6898 |  | 71.422 | 71.422 | 71.422
10 | 15 | 10 | 6899 | Sunday |  | Pwr_6899 |  | 68.6483 | 68.6483 | 68.6483
10 | 15 | 11 | 6900 | Sunday |  | Pwr_6900 |  | 63.7944 | 63.7944 | 63.7944
10 | 15 | 12 | 6901 | Sunday |  | Pwr_6901 |  | 65.8746 | 65.8746 | 65.8746
10 | 15 | 13 | 6902 | Sunday |  | Pwr_6902 |  | 69.3417 | 69.3417 | 69.3417
10 | 15 | 14 | 6903 | Sunday |  | Pwr_6903 |  | 70.7286 | 70.7286 | 70.7286
10 | 15 | 15 | 6904 | Sunday |  | Pwr_6904 |  | 71.422 | 71.422 | 71.422
10 | 15 | 16 | 6905 | Sunday |  | Pwr_6905 |  | 72.8088 | 72.8088 | 72.8088
10 | 15 | 17 | 6906 | Sunday |  | Pwr_6906 |  | 58.9405 | 58.9405 | 58.9405
10 | 15 | 18 | 6907 | Sunday |  | Pwr_6907 |  | 48.5392 | 48.5392 | 48.5392
10 | 15 | 19 | 6908 | Sunday |  | Pwr_6908 |  | 38.1379 | 38.1379 | 38.1379
10 | 15 | 20 | 6909 | Sunday |  | Pwr_6909 |  | 24.2696 | 24.2696 | 24.2696
10 | 15 | 21 | 6910 | Sunday |  | Pwr_6910 |  | 13.8683 | 13.8683 | 13.8683
10 | 15 | 22 | 6911 | Sunday |  | Pwr_6911 |  | 13.8683 | 13.8683 | 13.8683
10 | 15 | 23 | 6912 | Sunday |  | Pwr_6912 |  | 13.8683 | 13.8683 | 13.8683
10 | 16 | 0 | 6913 | Yes |  | Pwr_6913 |  | 13.8683 | 13.8683 | 13.8683
10 | 16 | 1 | 6914 | Yes |  | Pwr_6914 |  | 13.8683 | 13.8683 | 13.8683
10 | 16 | 2 | 6915 | Yes |  | Pwr_6915 |  | 13.8683 | 13.8683 | 13.8683
10 | 16 | 3 | 6916 | Yes |  | Pwr_6916 |  | 13.8683 | 13.8683 | 13.8683
10 | 16 | 4 | 6917 | Yes |  | Pwr_6917 |  | 20.8025 | 20.8025 | 20.8025
10 | 16 | 5 | 6918 | Yes |  | Pwr_6918 |  | 31.2038 | 31.2038 | 31.2038
10 | 16 | 6 | 6919 | Yes |  | Pwr_6919 |  | 40.2182 | 40.2182 | 40.2182
10 | 16 | 7 | 6920 | Yes |  | Pwr_6920 |  | 48.5392 | 48.5392 | 48.5392
10 | 16 | 8 | 6921 | Yes |  | Pwr_6921 |  | 58.9405 | 58.9405 | 58.9405
10 | 16 | 9 | 6922 | Yes |  | Pwr_6922 |  | 71.422 | 71.422 | 71.422
10 | 16 | 10 | 6923 | Yes |  | Pwr_6923 |  | 68.6483 | 68.6483 | 68.6483
10 | 16 | 11 | 6924 | Yes |  | Pwr_6924 |  | 63.7944 | 63.7944 | 63.7944
10 | 16 | 12 | 6925 | Yes |  | Pwr_6925 |  | 65.8746 | 65.8746 | 65.8746
10 | 16 | 13 | 6926 | Yes |  | Pwr_6926 |  | 69.3417 | 69.3417 | 69.3417
10 | 16 | 14 | 6927 | Yes |  | Pwr_6927 |  | 70.7286 | 70.7286 | 70.7286
10 | 16 | 15 | 6928 | Yes |  | Pwr_6928 |  | 71.422 | 71.422 | 71.422
10 | 16 | 16 | 6929 | Yes |  | Pwr_6929 |  | 72.8088 | 72.8088 | 72.8088
10 | 16 | 17 | 6930 | Yes |  | Pwr_6930 |  | 58.9405 | 58.9405 | 58.9405
10 | 16 | 18 | 6931 | Yes |  | Pwr_6931 |  | 48.5392 | 48.5392 | 48.5392
10 | 16 | 19 | 6932 | Yes |  | Pwr_6932 |  | 38.1379 | 38.1379 | 38.1379
10 | 16 | 20 | 6933 | Yes |  | Pwr_6933 |  | 24.2696 | 24.2696 | 24.2696
10 | 16 | 21 | 6934 | Yes |  | Pwr_6934 |  | 13.8683 | 13.8683 | 13.8683
10 | 16 | 22 | 6935 | Yes |  | Pwr_6935 |  | 13.8683 | 13.8683 | 13.8683
10 | 16 | 23 | 6936 | Yes |  | Pwr_6936 |  | 13.8683 | 13.8683 | 13.8683
10 | 17 | 0 | 6937 | Yes |  | Pwr_6937 |  | 13.8683 | 13.8683 | 13.8683
10 | 17 | 1 | 6938 | Yes |  | Pwr_6938 |  | 13.8683 | 13.8683 | 13.8683
10 | 17 | 2 | 6939 | Yes |  | Pwr_6939 |  | 13.8683 | 13.8683 | 13.8683
10 | 17 | 3 | 6940 | Yes |  | Pwr_6940 |  | 13.8683 | 13.8683 | 13.8683
10 | 17 | 4 | 6941 | Yes |  | Pwr_6941 |  | 20.8025 | 20.8025 | 20.8025
10 | 17 | 5 | 6942 | Yes |  | Pwr_6942 |  | 31.2038 | 31.2038 | 31.2038
10 | 17 | 6 | 6943 | Yes |  | Pwr_6943 |  | 40.2182 | 40.2182 | 40.2182
10 | 17 | 7 | 6944 | Yes |  | Pwr_6944 |  | 48.5392 | 48.5392 | 48.5392
10 | 17 | 8 | 6945 | Yes |  | Pwr_6945 |  | 58.9405 | 58.9405 | 58.9405
10 | 17 | 9 | 6946 | Yes |  | Pwr_6946 |  | 71.422 | 71.422 | 71.422
10 | 17 | 10 | 6947 | Yes |  | Pwr_6947 |  | 68.6483 | 68.6483 | 68.6483
10 | 17 | 11 | 6948 | Yes |  | Pwr_6948 |  | 63.7944 | 63.7944 | 63.7944
10 | 17 | 12 | 6949 | Yes |  | Pwr_6949 |  | 65.8746 | 65.8746 | 65.8746
10 | 17 | 13 | 6950 | Yes |  | Pwr_6950 |  | 69.3417 | 69.3417 | 69.3417
10 | 17 | 14 | 6951 | Yes |  | Pwr_6951 |  | 70.7286 | 70.7286 | 70.7286
10 | 17 | 15 | 6952 | Yes |  | Pwr_6952 |  | 71.422 | 71.422 | 71.422
10 | 17 | 16 | 6953 | Yes |  | Pwr_6953 |  | 72.8088 | 72.8088 | 72.8088
10 | 17 | 17 | 6954 | Yes |  | Pwr_6954 |  | 58.9405 | 58.9405 | 58.9405
10 | 17 | 18 | 6955 | Yes |  | Pwr_6955 |  | 48.5392 | 48.5392 | 48.5392
10 | 17 | 19 | 6956 | Yes |  | Pwr_6956 |  | 38.1379 | 38.1379 | 38.1379
10 | 17 | 20 | 6957 | Yes |  | Pwr_6957 |  | 24.2696 | 24.2696 | 24.2696
10 | 17 | 21 | 6958 | Yes |  | Pwr_6958 |  | 13.8683 | 13.8683 | 13.8683
10 | 17 | 22 | 6959 | Yes |  | Pwr_6959 |  | 13.8683 | 13.8683 | 13.8683
10 | 17 | 23 | 6960 | Yes |  | Pwr_6960 |  | 13.8683 | 13.8683 | 13.8683
10 | 18 | 0 | 6961 | Yes |  | Pwr_6961 |  | 13.8683 | 13.8683 | 13.8683
10 | 18 | 1 | 6962 | Yes |  | Pwr_6962 |  | 13.8683 | 13.8683 | 13.8683
10 | 18 | 2 | 6963 | Yes |  | Pwr_6963 |  | 13.8683 | 13.8683 | 13.8683
10 | 18 | 3 | 6964 | Yes |  | Pwr_6964 |  | 13.8683 | 13.8683 | 13.8683
10 | 18 | 4 | 6965 | Yes |  | Pwr_6965 |  | 20.8025 | 20.8025 | 20.8025
10 | 18 | 5 | 6966 | Yes |  | Pwr_6966 |  | 31.2038 | 31.2038 | 31.2038
10 | 18 | 6 | 6967 | Yes |  | Pwr_6967 |  | 40.2182 | 40.2182 | 40.2182
10 | 18 | 7 | 6968 | Yes |  | Pwr_6968 |  | 48.5392 | 48.5392 | 48.5392
10 | 18 | 8 | 6969 | Yes |  | Pwr_6969 |  | 58.9405 | 58.9405 | 58.9405
10 | 18 | 9 | 6970 | Yes |  | Pwr_6970 |  | 71.422 | 71.422 | 71.422
10 | 18 | 10 | 6971 | Yes |  | Pwr_6971 |  | 68.6483 | 68.6483 | 68.6483
10 | 18 | 11 | 6972 | Yes |  | Pwr_6972 |  | 63.7944 | 63.7944 | 63.7944
10 | 18 | 12 | 6973 | Yes |  | Pwr_6973 |  | 65.8746 | 65.8746 | 65.8746
10 | 18 | 13 | 6974 | Yes |  | Pwr_6974 |  | 69.3417 | 69.3417 | 69.3417
10 | 18 | 14 | 6975 | Yes |  | Pwr_6975 |  | 70.7286 | 70.7286 | 70.7286
10 | 18 | 15 | 6976 | Yes |  | Pwr_6976 |  | 71.422 | 71.422 | 71.422
10 | 18 | 16 | 6977 | Yes |  | Pwr_6977 |  | 72.8088 | 72.8088 | 72.8088
10 | 18 | 17 | 6978 | Yes |  | Pwr_6978 |  | 58.9405 | 58.9405 | 58.9405
10 | 18 | 18 | 6979 | Yes |  | Pwr_6979 |  | 48.5392 | 48.5392 | 48.5392
10 | 18 | 19 | 6980 | Yes |  | Pwr_6980 |  | 38.1379 | 38.1379 | 38.1379
10 | 18 | 20 | 6981 | Yes |  | Pwr_6981 |  | 24.2696 | 24.2696 | 24.2696
10 | 18 | 21 | 6982 | Yes |  | Pwr_6982 |  | 13.8683 | 13.8683 | 13.8683
10 | 18 | 22 | 6983 | Yes |  | Pwr_6983 |  | 13.8683 | 13.8683 | 13.8683
10 | 18 | 23 | 6984 | Yes |  | Pwr_6984 |  | 13.8683 | 13.8683 | 13.8683
10 | 19 | 0 | 6985 | Yes |  | Pwr_6985 |  | 13.8683 | 13.8683 | 13.8683
10 | 19 | 1 | 6986 | Yes |  | Pwr_6986 |  | 13.8683 | 13.8683 | 13.8683
10 | 19 | 2 | 6987 | Yes |  | Pwr_6987 |  | 13.8683 | 13.8683 | 13.8683
10 | 19 | 3 | 6988 | Yes |  | Pwr_6988 |  | 13.8683 | 13.8683 | 13.8683
10 | 19 | 4 | 6989 | Yes |  | Pwr_6989 |  | 20.8025 | 20.8025 | 20.8025
10 | 19 | 5 | 6990 | Yes |  | Pwr_6990 |  | 31.2038 | 31.2038 | 31.2038
10 | 19 | 6 | 6991 | Yes |  | Pwr_6991 |  | 40.2182 | 40.2182 | 40.2182
10 | 19 | 7 | 6992 | Yes |  | Pwr_6992 |  | 48.5392 | 48.5392 | 48.5392
10 | 19 | 8 | 6993 | Yes |  | Pwr_6993 |  | 58.9405 | 58.9405 | 58.9405
10 | 19 | 9 | 6994 | Yes |  | Pwr_6994 |  | 71.422 | 71.422 | 71.422
10 | 19 | 10 | 6995 | Yes |  | Pwr_6995 |  | 68.6483 | 68.6483 | 68.6483
10 | 19 | 11 | 6996 | Yes |  | Pwr_6996 |  | 63.7944 | 63.7944 | 63.7944
10 | 19 | 12 | 6997 | Yes |  | Pwr_6997 |  | 65.8746 | 65.8746 | 65.8746
10 | 19 | 13 | 6998 | Yes |  | Pwr_6998 |  | 69.3417 | 69.3417 | 69.3417
10 | 19 | 14 | 6999 | Yes |  | Pwr_6999 |  | 70.7286 | 70.7286 | 70.7286
10 | 19 | 15 | 7000 | Yes |  | Pwr_7000 |  | 71.422 | 71.422 | 71.422
10 | 19 | 16 | 7001 | Yes |  | Pwr_7001 |  | 72.8088 | 72.8088 | 72.8088
10 | 19 | 17 | 7002 | Yes |  | Pwr_7002 |  | 58.9405 | 58.9405 | 58.9405
10 | 19 | 18 | 7003 | Yes |  | Pwr_7003 |  | 48.5392 | 48.5392 | 48.5392
10 | 19 | 19 | 7004 | Yes |  | Pwr_7004 |  | 38.1379 | 38.1379 | 38.1379
10 | 19 | 20 | 7005 | Yes |  | Pwr_7005 |  | 24.2696 | 24.2696 | 24.2696
10 | 19 | 21 | 7006 | Yes |  | Pwr_7006 |  | 13.8683 | 13.8683 | 13.8683
10 | 19 | 22 | 7007 | Yes |  | Pwr_7007 |  | 13.8683 | 13.8683 | 13.8683
10 | 19 | 23 | 7008 | Yes |  | Pwr_7008 |  | 13.8683 | 13.8683 | 13.8683
10 | 20 | 0 | 7009 | Yes |  | Pwr_7009 |  | 13.8683 | 13.8683 | 13.8683
10 | 20 | 1 | 7010 | Yes |  | Pwr_7010 |  | 13.8683 | 13.8683 | 13.8683
10 | 20 | 2 | 7011 | Yes |  | Pwr_7011 |  | 13.8683 | 13.8683 | 13.8683
10 | 20 | 3 | 7012 | Yes |  | Pwr_7012 |  | 13.8683 | 13.8683 | 13.8683
10 | 20 | 4 | 7013 | Yes |  | Pwr_7013 |  | 13.8683 | 13.8683 | 13.8683
10 | 20 | 5 | 7014 | Yes |  | Pwr_7014 |  | 13.8683 | 13.8683 | 13.8683
10 | 20 | 6 | 7015 | Yes |  | Pwr_7015 |  | 13.8683 | 13.8683 | 13.8683
10 | 20 | 7 | 7016 | Yes |  | Pwr_7016 |  | 13.8683 | 13.8683 | 13.8683
10 | 20 | 8 | 7017 | Yes |  | Pwr_7017 |  | 13.8683 | 13.8683 | 13.8683
10 | 20 | 9 | 7018 | Yes |  | Pwr_7018 |  | 13.8683 | 13.8683 | 13.8683
10 | 20 | 10 | 7019 | Yes |  | Pwr_7019 |  | 13.8683 | 13.8683 | 13.8683
10 | 20 | 11 | 7020 | Yes |  | Pwr_7020 |  | 13.8683 | 13.8683 | 13.8683
10 | 20 | 12 | 7021 | Yes |  | Pwr_7021 |  | 13.8683 | 13.8683 | 13.8683
10 | 20 | 13 | 7022 | Yes |  | Pwr_7022 |  | 13.8683 | 13.8683 | 13.8683
10 | 20 | 14 | 7023 | Yes |  | Pwr_7023 |  | 13.8683 | 13.8683 | 13.8683
10 | 20 | 15 | 7024 | Yes |  | Pwr_7024 |  | 13.8683 | 13.8683 | 13.8683
10 | 20 | 16 | 7025 | Yes |  | Pwr_7025 |  | 13.8683 | 13.8683 | 13.8683
10 | 20 | 17 | 7026 | Yes |  | Pwr_7026 |  | 13.8683 | 13.8683 | 13.8683
10 | 20 | 18 | 7027 | Yes |  | Pwr_7027 |  | 13.8683 | 13.8683 | 13.8683
10 | 20 | 19 | 7028 | Yes |  | Pwr_7028 |  | 13.8683 | 13.8683 | 13.8683
10 | 20 | 20 | 7029 | Yes |  | Pwr_7029 |  | 13.8683 | 13.8683 | 13.8683
10 | 20 | 21 | 7030 | Yes |  | Pwr_7030 |  | 13.8683 | 13.8683 | 13.8683
10 | 20 | 22 | 7031 | Yes |  | Pwr_7031 |  | 13.8683 | 13.8683 | 13.8683
10 | 20 | 23 | 7032 | Yes |  | Pwr_7032 |  | 13.8683 | 13.8683 | 13.8683
10 | 21 | 0 | 7033 | Saturday |  | Pwr_7033 |  | 13.8683 | 13.8683 | 13.8683
10 | 21 | 1 | 7034 | Saturday |  | Pwr_7034 |  | 13.8683 | 13.8683 | 13.8683
10 | 21 | 2 | 7035 | Saturday |  | Pwr_7035 |  | 13.8683 | 13.8683 | 13.8683
10 | 21 | 3 | 7036 | Saturday |  | Pwr_7036 |  | 13.8683 | 13.8683 | 13.8683
10 | 21 | 4 | 7037 | Saturday |  | Pwr_7037 |  | 13.8683 | 13.8683 | 13.8683
10 | 21 | 5 | 7038 | Saturday |  | Pwr_7038 |  | 13.8683 | 13.8683 | 13.8683
10 | 21 | 6 | 7039 | Saturday |  | Pwr_7039 |  | 13.8683 | 13.8683 | 13.8683
10 | 21 | 7 | 7040 | Saturday |  | Pwr_7040 |  | 13.8683 | 13.8683 | 13.8683
10 | 21 | 8 | 7041 | Saturday |  | Pwr_7041 |  | 13.8683 | 13.8683 | 13.8683
10 | 21 | 9 | 7042 | Saturday |  | Pwr_7042 |  | 13.8683 | 13.8683 | 13.8683
10 | 21 | 10 | 7043 | Saturday |  | Pwr_7043 |  | 13.8683 | 13.8683 | 13.8683
10 | 21 | 11 | 7044 | Saturday |  | Pwr_7044 |  | 13.8683 | 13.8683 | 13.8683
10 | 21 | 12 | 7045 | Saturday |  | Pwr_7045 |  | 13.8683 | 13.8683 | 13.8683
10 | 21 | 13 | 7046 | Saturday |  | Pwr_7046 |  | 13.8683 | 13.8683 | 13.8683
10 | 21 | 14 | 7047 | Saturday |  | Pwr_7047 |  | 13.8683 | 13.8683 | 13.8683
10 | 21 | 15 | 7048 | Saturday |  | Pwr_7048 |  | 13.8683 | 13.8683 | 13.8683
10 | 21 | 16 | 7049 | Saturday |  | Pwr_7049 |  | 13.8683 | 13.8683 | 13.8683
10 | 21 | 17 | 7050 | Saturday |  | Pwr_7050 |  | 13.8683 | 13.8683 | 13.8683
10 | 21 | 18 | 7051 | Saturday |  | Pwr_7051 |  | 13.8683 | 13.8683 | 13.8683
10 | 21 | 19 | 7052 | Saturday |  | Pwr_7052 |  | 13.8683 | 13.8683 | 13.8683
10 | 21 | 20 | 7053 | Saturday |  | Pwr_7053 |  | 13.8683 | 13.8683 | 13.8683
10 | 21 | 21 | 7054 | Saturday |  | Pwr_7054 |  | 13.8683 | 13.8683 | 13.8683
10 | 21 | 22 | 7055 | Saturday |  | Pwr_7055 |  | 13.8683 | 13.8683 | 13.8683
10 | 21 | 23 | 7056 | Saturday |  | Pwr_7056 |  | 13.8683 | 13.8683 | 13.8683
10 | 22 | 0 | 7057 | Sunday |  | Pwr_7057 |  | 13.8683 | 13.8683 | 13.8683
10 | 22 | 1 | 7058 | Sunday |  | Pwr_7058 |  | 13.8683 | 13.8683 | 13.8683
10 | 22 | 2 | 7059 | Sunday |  | Pwr_7059 |  | 13.8683 | 13.8683 | 13.8683
10 | 22 | 3 | 7060 | Sunday |  | Pwr_7060 |  | 13.8683 | 13.8683 | 13.8683
10 | 22 | 4 | 7061 | Sunday |  | Pwr_7061 |  | 20.8025 | 20.8025 | 20.8025
10 | 22 | 5 | 7062 | Sunday |  | Pwr_7062 |  | 31.2038 | 31.2038 | 31.2038
10 | 22 | 6 | 7063 | Sunday |  | Pwr_7063 |  | 40.2182 | 40.2182 | 40.2182
10 | 22 | 7 | 7064 | Sunday |  | Pwr_7064 |  | 48.5392 | 48.5392 | 48.5392
10 | 22 | 8 | 7065 | Sunday |  | Pwr_7065 |  | 58.9405 | 58.9405 | 58.9405
10 | 22 | 9 | 7066 | Sunday |  | Pwr_7066 |  | 71.422 | 71.422 | 71.422
10 | 22 | 10 | 7067 | Sunday |  | Pwr_7067 |  | 68.6483 | 68.6483 | 68.6483
10 | 22 | 11 | 7068 | Sunday |  | Pwr_7068 |  | 63.7944 | 63.7944 | 63.7944
10 | 22 | 12 | 7069 | Sunday |  | Pwr_7069 |  | 65.8746 | 65.8746 | 65.8746
10 | 22 | 13 | 7070 | Sunday |  | Pwr_7070 |  | 69.3417 | 69.3417 | 69.3417
10 | 22 | 14 | 7071 | Sunday |  | Pwr_7071 |  | 70.7286 | 70.7286 | 70.7286
10 | 22 | 15 | 7072 | Sunday |  | Pwr_7072 |  | 71.422 | 71.422 | 71.422
10 | 22 | 16 | 7073 | Sunday |  | Pwr_7073 |  | 72.8088 | 72.8088 | 72.8088
10 | 22 | 17 | 7074 | Sunday |  | Pwr_7074 |  | 58.9405 | 58.9405 | 58.9405
10 | 22 | 18 | 7075 | Sunday |  | Pwr_7075 |  | 48.5392 | 48.5392 | 48.5392
10 | 22 | 19 | 7076 | Sunday |  | Pwr_7076 |  | 38.1379 | 38.1379 | 38.1379
10 | 22 | 20 | 7077 | Sunday |  | Pwr_7077 |  | 24.2696 | 24.2696 | 24.2696
10 | 22 | 21 | 7078 | Sunday |  | Pwr_7078 |  | 13.8683 | 13.8683 | 13.8683
10 | 22 | 22 | 7079 | Sunday |  | Pwr_7079 |  | 13.8683 | 13.8683 | 13.8683
10 | 22 | 23 | 7080 | Sunday |  | Pwr_7080 |  | 13.8683 | 13.8683 | 13.8683
10 | 23 | 0 | 7081 | Yes |  | Pwr_7081 |  | 13.8683 | 13.8683 | 13.8683
10 | 23 | 1 | 7082 | Yes |  | Pwr_7082 |  | 13.8683 | 13.8683 | 13.8683
10 | 23 | 2 | 7083 | Yes |  | Pwr_7083 |  | 13.8683 | 13.8683 | 13.8683
10 | 23 | 3 | 7084 | Yes |  | Pwr_7084 |  | 13.8683 | 13.8683 | 13.8683
10 | 23 | 4 | 7085 | Yes |  | Pwr_7085 |  | 20.8025 | 20.8025 | 20.8025
10 | 23 | 5 | 7086 | Yes |  | Pwr_7086 |  | 31.2038 | 31.2038 | 31.2038
10 | 23 | 6 | 7087 | Yes |  | Pwr_7087 |  | 40.2182 | 40.2182 | 40.2182
10 | 23 | 7 | 7088 | Yes |  | Pwr_7088 |  | 48.5392 | 48.5392 | 48.5392
10 | 23 | 8 | 7089 | Yes |  | Pwr_7089 |  | 58.9405 | 58.9405 | 58.9405
10 | 23 | 9 | 7090 | Yes |  | Pwr_7090 |  | 71.422 | 71.422 | 71.422
10 | 23 | 10 | 7091 | Yes |  | Pwr_7091 |  | 68.6483 | 68.6483 | 68.6483
10 | 23 | 11 | 7092 | Yes |  | Pwr_7092 |  | 63.7944 | 63.7944 | 63.7944
10 | 23 | 12 | 7093 | Yes |  | Pwr_7093 |  | 65.8746 | 65.8746 | 65.8746
10 | 23 | 13 | 7094 | Yes |  | Pwr_7094 |  | 69.3417 | 69.3417 | 69.3417
10 | 23 | 14 | 7095 | Yes |  | Pwr_7095 |  | 70.7286 | 70.7286 | 70.7286
10 | 23 | 15 | 7096 | Yes |  | Pwr_7096 |  | 71.422 | 71.422 | 71.422
10 | 23 | 16 | 7097 | Yes |  | Pwr_7097 |  | 72.8088 | 72.8088 | 72.8088
10 | 23 | 17 | 7098 | Yes |  | Pwr_7098 |  | 58.9405 | 58.9405 | 58.9405
10 | 23 | 18 | 7099 | Yes |  | Pwr_7099 |  | 48.5392 | 48.5392 | 48.5392
10 | 23 | 19 | 7100 | Yes |  | Pwr_7100 |  | 38.1379 | 38.1379 | 38.1379
10 | 23 | 20 | 7101 | Yes |  | Pwr_7101 |  | 24.2696 | 24.2696 | 24.2696
10 | 23 | 21 | 7102 | Yes |  | Pwr_7102 |  | 13.8683 | 13.8683 | 13.8683
10 | 23 | 22 | 7103 | Yes |  | Pwr_7103 |  | 13.8683 | 13.8683 | 13.8683
10 | 23 | 23 | 7104 | Yes |  | Pwr_7104 |  | 13.8683 | 13.8683 | 13.8683
10 | 24 | 0 | 7105 | Yes |  | Pwr_7105 |  | 13.8683 | 13.8683 | 13.8683
10 | 24 | 1 | 7106 | Yes |  | Pwr_7106 |  | 13.8683 | 13.8683 | 13.8683
10 | 24 | 2 | 7107 | Yes |  | Pwr_7107 |  | 13.8683 | 13.8683 | 13.8683
10 | 24 | 3 | 7108 | Yes |  | Pwr_7108 |  | 13.8683 | 13.8683 | 13.8683
10 | 24 | 4 | 7109 | Yes |  | Pwr_7109 |  | 20.8025 | 20.8025 | 20.8025
10 | 24 | 5 | 7110 | Yes |  | Pwr_7110 |  | 31.2038 | 31.2038 | 31.2038
10 | 24 | 6 | 7111 | Yes |  | Pwr_7111 |  | 40.2182 | 40.2182 | 40.2182
10 | 24 | 7 | 7112 | Yes |  | Pwr_7112 |  | 48.5392 | 48.5392 | 48.5392
10 | 24 | 8 | 7113 | Yes |  | Pwr_7113 |  | 58.9405 | 58.9405 | 58.9405
10 | 24 | 9 | 7114 | Yes |  | Pwr_7114 |  | 71.422 | 71.422 | 71.422
10 | 24 | 10 | 7115 | Yes |  | Pwr_7115 |  | 68.6483 | 68.6483 | 68.6483
10 | 24 | 11 | 7116 | Yes |  | Pwr_7116 |  | 63.7944 | 63.7944 | 63.7944
10 | 24 | 12 | 7117 | Yes |  | Pwr_7117 |  | 65.8746 | 65.8746 | 65.8746
10 | 24 | 13 | 7118 | Yes |  | Pwr_7118 |  | 69.3417 | 69.3417 | 69.3417
10 | 24 | 14 | 7119 | Yes |  | Pwr_7119 |  | 70.7286 | 70.7286 | 70.7286
10 | 24 | 15 | 7120 | Yes |  | Pwr_7120 |  | 71.422 | 71.422 | 71.422
10 | 24 | 16 | 7121 | Yes |  | Pwr_7121 |  | 72.8088 | 72.8088 | 72.8088
10 | 24 | 17 | 7122 | Yes |  | Pwr_7122 |  | 58.9405 | 58.9405 | 58.9405
10 | 24 | 18 | 7123 | Yes |  | Pwr_7123 |  | 48.5392 | 48.5392 | 48.5392
10 | 24 | 19 | 7124 | Yes |  | Pwr_7124 |  | 38.1379 | 38.1379 | 38.1379
10 | 24 | 20 | 7125 | Yes |  | Pwr_7125 |  | 24.2696 | 24.2696 | 24.2696
10 | 24 | 21 | 7126 | Yes |  | Pwr_7126 |  | 13.8683 | 13.8683 | 13.8683
10 | 24 | 22 | 7127 | Yes |  | Pwr_7127 |  | 13.8683 | 13.8683 | 13.8683
10 | 24 | 23 | 7128 | Yes |  | Pwr_7128 |  | 13.8683 | 13.8683 | 13.8683
10 | 25 | 0 | 7129 | Yes |  | Pwr_7129 |  | 13.8683 | 13.8683 | 13.8683
10 | 25 | 1 | 7130 | Yes |  | Pwr_7130 |  | 13.8683 | 13.8683 | 13.8683
10 | 25 | 2 | 7131 | Yes |  | Pwr_7131 |  | 13.8683 | 13.8683 | 13.8683
10 | 25 | 3 | 7132 | Yes |  | Pwr_7132 |  | 13.8683 | 13.8683 | 13.8683
10 | 25 | 4 | 7133 | Yes |  | Pwr_7133 |  | 20.8025 | 20.8025 | 20.8025
10 | 25 | 5 | 7134 | Yes |  | Pwr_7134 |  | 31.2038 | 31.2038 | 31.2038
10 | 25 | 6 | 7135 | Yes |  | Pwr_7135 |  | 40.2182 | 40.2182 | 40.2182
10 | 25 | 7 | 7136 | Yes |  | Pwr_7136 |  | 48.5392 | 48.5392 | 48.5392
10 | 25 | 8 | 7137 | Yes |  | Pwr_7137 |  | 58.9405 | 58.9405 | 58.9405
10 | 25 | 9 | 7138 | Yes |  | Pwr_7138 |  | 71.422 | 71.422 | 71.422
10 | 25 | 10 | 7139 | Yes |  | Pwr_7139 |  | 68.6483 | 68.6483 | 68.6483
10 | 25 | 11 | 7140 | Yes |  | Pwr_7140 |  | 63.7944 | 63.7944 | 63.7944
10 | 25 | 12 | 7141 | Yes |  | Pwr_7141 |  | 65.8746 | 65.8746 | 65.8746
10 | 25 | 13 | 7142 | Yes |  | Pwr_7142 |  | 69.3417 | 69.3417 | 69.3417
10 | 25 | 14 | 7143 | Yes |  | Pwr_7143 |  | 70.7286 | 70.7286 | 70.7286
10 | 25 | 15 | 7144 | Yes |  | Pwr_7144 |  | 71.422 | 71.422 | 71.422
10 | 25 | 16 | 7145 | Yes |  | Pwr_7145 |  | 72.8088 | 72.8088 | 72.8088
10 | 25 | 17 | 7146 | Yes |  | Pwr_7146 |  | 58.9405 | 58.9405 | 58.9405
10 | 25 | 18 | 7147 | Yes |  | Pwr_7147 |  | 48.5392 | 48.5392 | 48.5392
10 | 25 | 19 | 7148 | Yes |  | Pwr_7148 |  | 38.1379 | 38.1379 | 38.1379
10 | 25 | 20 | 7149 | Yes |  | Pwr_7149 |  | 24.2696 | 24.2696 | 24.2696
10 | 25 | 21 | 7150 | Yes |  | Pwr_7150 |  | 13.8683 | 13.8683 | 13.8683
10 | 25 | 22 | 7151 | Yes |  | Pwr_7151 |  | 13.8683 | 13.8683 | 13.8683
10 | 25 | 23 | 7152 | Yes |  | Pwr_7152 |  | 13.8683 | 13.8683 | 13.8683
10 | 26 | 0 | 7153 | Yes |  | Pwr_7153 |  | 13.8683 | 13.8683 | 13.8683
10 | 26 | 1 | 7154 | Yes |  | Pwr_7154 |  | 13.8683 | 13.8683 | 13.8683
10 | 26 | 2 | 7155 | Yes |  | Pwr_7155 |  | 13.8683 | 13.8683 | 13.8683
10 | 26 | 3 | 7156 | Yes |  | Pwr_7156 |  | 13.8683 | 13.8683 | 13.8683
10 | 26 | 4 | 7157 | Yes |  | Pwr_7157 |  | 20.8025 | 20.8025 | 20.8025
10 | 26 | 5 | 7158 | Yes |  | Pwr_7158 |  | 31.2038 | 31.2038 | 31.2038
10 | 26 | 6 | 7159 | Yes |  | Pwr_7159 |  | 40.2182 | 40.2182 | 40.2182
10 | 26 | 7 | 7160 | Yes |  | Pwr_7160 |  | 48.5392 | 48.5392 | 48.5392
10 | 26 | 8 | 7161 | Yes |  | Pwr_7161 |  | 58.9405 | 58.9405 | 58.9405
10 | 26 | 9 | 7162 | Yes |  | Pwr_7162 |  | 71.422 | 71.422 | 71.422
10 | 26 | 10 | 7163 | Yes |  | Pwr_7163 |  | 68.6483 | 68.6483 | 68.6483
10 | 26 | 11 | 7164 | Yes |  | Pwr_7164 |  | 63.7944 | 63.7944 | 63.7944
10 | 26 | 12 | 7165 | Yes |  | Pwr_7165 |  | 65.8746 | 65.8746 | 65.8746
10 | 26 | 13 | 7166 | Yes |  | Pwr_7166 |  | 69.3417 | 69.3417 | 69.3417
10 | 26 | 14 | 7167 | Yes |  | Pwr_7167 |  | 70.7286 | 70.7286 | 70.7286
10 | 26 | 15 | 7168 | Yes |  | Pwr_7168 |  | 71.422 | 71.422 | 71.422
10 | 26 | 16 | 7169 | Yes |  | Pwr_7169 |  | 72.8088 | 72.8088 | 72.8088
10 | 26 | 17 | 7170 | Yes |  | Pwr_7170 |  | 58.9405 | 58.9405 | 58.9405
10 | 26 | 18 | 7171 | Yes |  | Pwr_7171 |  | 48.5392 | 48.5392 | 48.5392
10 | 26 | 19 | 7172 | Yes |  | Pwr_7172 |  | 38.1379 | 38.1379 | 38.1379
10 | 26 | 20 | 7173 | Yes |  | Pwr_7173 |  | 24.2696 | 24.2696 | 24.2696
10 | 26 | 21 | 7174 | Yes |  | Pwr_7174 |  | 13.8683 | 13.8683 | 13.8683
10 | 26 | 22 | 7175 | Yes |  | Pwr_7175 |  | 13.8683 | 13.8683 | 13.8683
10 | 26 | 23 | 7176 | Yes |  | Pwr_7176 |  | 13.8683 | 13.8683 | 13.8683
10 | 27 | 0 | 7177 | Yes |  | Pwr_7177 |  | 13.8683 | 13.8683 | 13.8683
10 | 27 | 1 | 7178 | Yes |  | Pwr_7178 |  | 13.8683 | 13.8683 | 13.8683
10 | 27 | 2 | 7179 | Yes |  | Pwr_7179 |  | 13.8683 | 13.8683 | 13.8683
10 | 27 | 3 | 7180 | Yes |  | Pwr_7180 |  | 13.8683 | 13.8683 | 13.8683
10 | 27 | 4 | 7181 | Yes |  | Pwr_7181 |  | 13.8683 | 13.8683 | 13.8683
10 | 27 | 5 | 7182 | Yes |  | Pwr_7182 |  | 13.8683 | 13.8683 | 13.8683
10 | 27 | 6 | 7183 | Yes |  | Pwr_7183 |  | 13.8683 | 13.8683 | 13.8683
10 | 27 | 7 | 7184 | Yes |  | Pwr_7184 |  | 13.8683 | 13.8683 | 13.8683
10 | 27 | 8 | 7185 | Yes |  | Pwr_7185 |  | 13.8683 | 13.8683 | 13.8683
10 | 27 | 9 | 7186 | Yes |  | Pwr_7186 |  | 13.8683 | 13.8683 | 13.8683
10 | 27 | 10 | 7187 | Yes |  | Pwr_7187 |  | 13.8683 | 13.8683 | 13.8683
10 | 27 | 11 | 7188 | Yes |  | Pwr_7188 |  | 13.8683 | 13.8683 | 13.8683
10 | 27 | 12 | 7189 | Yes |  | Pwr_7189 |  | 13.8683 | 13.8683 | 13.8683
10 | 27 | 13 | 7190 | Yes |  | Pwr_7190 |  | 13.8683 | 13.8683 | 13.8683
10 | 27 | 14 | 7191 | Yes |  | Pwr_7191 |  | 13.8683 | 13.8683 | 13.8683
10 | 27 | 15 | 7192 | Yes |  | Pwr_7192 |  | 13.8683 | 13.8683 | 13.8683
10 | 27 | 16 | 7193 | Yes |  | Pwr_7193 |  | 13.8683 | 13.8683 | 13.8683
10 | 27 | 17 | 7194 | Yes |  | Pwr_7194 |  | 13.8683 | 13.8683 | 13.8683
10 | 27 | 18 | 7195 | Yes |  | Pwr_7195 |  | 13.8683 | 13.8683 | 13.8683
10 | 27 | 19 | 7196 | Yes |  | Pwr_7196 |  | 13.8683 | 13.8683 | 13.8683
10 | 27 | 20 | 7197 | Yes |  | Pwr_7197 |  | 13.8683 | 13.8683 | 13.8683
10 | 27 | 21 | 7198 | Yes |  | Pwr_7198 |  | 13.8683 | 13.8683 | 13.8683
10 | 27 | 22 | 7199 | Yes |  | Pwr_7199 |  | 13.8683 | 13.8683 | 13.8683
10 | 27 | 23 | 7200 | Yes |  | Pwr_7200 |  | 13.8683 | 13.8683 | 13.8683
10 | 28 | 0 | 7201 | Saturday |  | Pwr_7201 |  | 13.8683 | 13.8683 | 13.8683
10 | 28 | 1 | 7202 | Saturday |  | Pwr_7202 |  | 13.8683 | 13.8683 | 13.8683
10 | 28 | 2 | 7203 | Saturday |  | Pwr_7203 |  | 13.8683 | 13.8683 | 13.8683
10 | 28 | 3 | 7204 | Saturday |  | Pwr_7204 |  | 13.8683 | 13.8683 | 13.8683
10 | 28 | 4 | 7205 | Saturday |  | Pwr_7205 |  | 13.8683 | 13.8683 | 13.8683
10 | 28 | 5 | 7206 | Saturday |  | Pwr_7206 |  | 13.8683 | 13.8683 | 13.8683
10 | 28 | 6 | 7207 | Saturday |  | Pwr_7207 |  | 13.8683 | 13.8683 | 13.8683
10 | 28 | 7 | 7208 | Saturday |  | Pwr_7208 |  | 13.8683 | 13.8683 | 13.8683
10 | 28 | 8 | 7209 | Saturday |  | Pwr_7209 |  | 13.8683 | 13.8683 | 13.8683
10 | 28 | 9 | 7210 | Saturday |  | Pwr_7210 |  | 13.8683 | 13.8683 | 13.8683
10 | 28 | 10 | 7211 | Saturday |  | Pwr_7211 |  | 13.8683 | 13.8683 | 13.8683
10 | 28 | 11 | 7212 | Saturday |  | Pwr_7212 |  | 13.8683 | 13.8683 | 13.8683
10 | 28 | 12 | 7213 | Saturday |  | Pwr_7213 |  | 13.8683 | 13.8683 | 13.8683
10 | 28 | 13 | 7214 | Saturday |  | Pwr_7214 |  | 13.8683 | 13.8683 | 13.8683
10 | 28 | 14 | 7215 | Saturday |  | Pwr_7215 |  | 13.8683 | 13.8683 | 13.8683
10 | 28 | 15 | 7216 | Saturday |  | Pwr_7216 |  | 13.8683 | 13.8683 | 13.8683
10 | 28 | 16 | 7217 | Saturday |  | Pwr_7217 |  | 13.8683 | 13.8683 | 13.8683
10 | 28 | 17 | 7218 | Saturday |  | Pwr_7218 |  | 13.8683 | 13.8683 | 13.8683
10 | 28 | 18 | 7219 | Saturday |  | Pwr_7219 |  | 13.8683 | 13.8683 | 13.8683
10 | 28 | 19 | 7220 | Saturday |  | Pwr_7220 |  | 13.8683 | 13.8683 | 13.8683
10 | 28 | 20 | 7221 | Saturday |  | Pwr_7221 |  | 13.8683 | 13.8683 | 13.8683
10 | 28 | 21 | 7222 | Saturday |  | Pwr_7222 |  | 13.8683 | 13.8683 | 13.8683
10 | 28 | 22 | 7223 | Saturday |  | Pwr_7223 |  | 13.8683 | 13.8683 | 13.8683
10 | 28 | 23 | 7224 | Saturday |  | Pwr_7224 |  | 13.8683 | 13.8683 | 13.8683
10 | 29 | 0 | 7225 | Sunday |  | Pwr_7225 |  | 13.8683 | 13.8683 | 13.8683
10 | 29 | 1 | 7226 | Sunday |  | Pwr_7226 |  | 13.8683 | 13.8683 | 13.8683
10 | 29 | 2 | 7227 | Sunday |  | Pwr_7227 |  | 13.8683 | 13.8683 | 13.8683
10 | 29 | 3 | 7228 | Sunday |  | Pwr_7228 |  | 13.8683 | 13.8683 | 13.8683
10 | 29 | 4 | 7229 | Sunday |  | Pwr_7229 |  | 20.8025 | 20.8025 | 20.8025
10 | 29 | 5 | 7230 | Sunday |  | Pwr_7230 |  | 31.2038 | 31.2038 | 31.2038
10 | 29 | 6 | 7231 | Sunday |  | Pwr_7231 |  | 40.2182 | 40.2182 | 40.2182
10 | 29 | 7 | 7232 | Sunday |  | Pwr_7232 |  | 48.5392 | 48.5392 | 48.5392
10 | 29 | 8 | 7233 | Sunday |  | Pwr_7233 |  | 58.9405 | 58.9405 | 58.9405
10 | 29 | 9 | 7234 | Sunday |  | Pwr_7234 |  | 71.422 | 71.422 | 71.422
10 | 29 | 10 | 7235 | Sunday |  | Pwr_7235 |  | 68.6483 | 68.6483 | 68.6483
10 | 29 | 11 | 7236 | Sunday |  | Pwr_7236 |  | 63.7944 | 63.7944 | 63.7944
10 | 29 | 12 | 7237 | Sunday |  | Pwr_7237 |  | 65.8746 | 65.8746 | 65.8746
10 | 29 | 13 | 7238 | Sunday |  | Pwr_7238 |  | 69.3417 | 69.3417 | 69.3417
10 | 29 | 14 | 7239 | Sunday |  | Pwr_7239 |  | 70.7286 | 70.7286 | 70.7286
10 | 29 | 15 | 7240 | Sunday |  | Pwr_7240 |  | 71.422 | 71.422 | 71.422
10 | 29 | 16 | 7241 | Sunday |  | Pwr_7241 |  | 72.8088 | 72.8088 | 72.8088
10 | 29 | 17 | 7242 | Sunday |  | Pwr_7242 |  | 58.9405 | 58.9405 | 58.9405
10 | 29 | 18 | 7243 | Sunday |  | Pwr_7243 |  | 48.5392 | 48.5392 | 48.5392
10 | 29 | 19 | 7244 | Sunday |  | Pwr_7244 |  | 38.1379 | 38.1379 | 38.1379
10 | 29 | 20 | 7245 | Sunday |  | Pwr_7245 |  | 24.2696 | 24.2696 | 24.2696
10 | 29 | 21 | 7246 | Sunday |  | Pwr_7246 |  | 13.8683 | 13.8683 | 13.8683
10 | 29 | 22 | 7247 | Sunday |  | Pwr_7247 |  | 13.8683 | 13.8683 | 13.8683
10 | 29 | 23 | 7248 | Sunday |  | Pwr_7248 |  | 13.8683 | 13.8683 | 13.8683
10 | 30 | 0 | 7249 | Yes |  | Pwr_7249 |  | 13.8683 | 13.8683 | 13.8683
10 | 30 | 1 | 7250 | Yes |  | Pwr_7250 |  | 13.8683 | 13.8683 | 13.8683
10 | 30 | 2 | 7251 | Yes |  | Pwr_7251 |  | 13.8683 | 13.8683 | 13.8683
10 | 30 | 3 | 7252 | Yes |  | Pwr_7252 |  | 13.8683 | 13.8683 | 13.8683
10 | 30 | 4 | 7253 | Yes |  | Pwr_7253 |  | 20.8025 | 20.8025 | 20.8025
10 | 30 | 5 | 7254 | Yes |  | Pwr_7254 |  | 31.2038 | 31.2038 | 31.2038
10 | 30 | 6 | 7255 | Yes |  | Pwr_7255 |  | 40.2182 | 40.2182 | 40.2182
10 | 30 | 7 | 7256 | Yes |  | Pwr_7256 |  | 48.5392 | 48.5392 | 48.5392
10 | 30 | 8 | 7257 | Yes |  | Pwr_7257 |  | 58.9405 | 58.9405 | 58.9405
10 | 30 | 9 | 7258 | Yes |  | Pwr_7258 |  | 71.422 | 71.422 | 71.422
10 | 30 | 10 | 7259 | Yes |  | Pwr_7259 |  | 68.6483 | 68.6483 | 68.6483
10 | 30 | 11 | 7260 | Yes |  | Pwr_7260 |  | 63.7944 | 63.7944 | 63.7944
10 | 30 | 12 | 7261 | Yes |  | Pwr_7261 |  | 65.8746 | 65.8746 | 65.8746
10 | 30 | 13 | 7262 | Yes |  | Pwr_7262 |  | 69.3417 | 69.3417 | 69.3417
10 | 30 | 14 | 7263 | Yes |  | Pwr_7263 |  | 70.7286 | 70.7286 | 70.7286
10 | 30 | 15 | 7264 | Yes |  | Pwr_7264 |  | 71.422 | 71.422 | 71.422
10 | 30 | 16 | 7265 | Yes |  | Pwr_7265 |  | 72.8088 | 72.8088 | 72.8088
10 | 30 | 17 | 7266 | Yes |  | Pwr_7266 |  | 58.9405 | 58.9405 | 58.9405
10 | 30 | 18 | 7267 | Yes |  | Pwr_7267 |  | 48.5392 | 48.5392 | 48.5392
10 | 30 | 19 | 7268 | Yes |  | Pwr_7268 |  | 38.1379 | 38.1379 | 38.1379
10 | 30 | 20 | 7269 | Yes |  | Pwr_7269 |  | 24.2696 | 24.2696 | 24.2696
10 | 30 | 21 | 7270 | Yes |  | Pwr_7270 |  | 13.8683 | 13.8683 | 13.8683
10 | 30 | 22 | 7271 | Yes |  | Pwr_7271 |  | 13.8683 | 13.8683 | 13.8683
10 | 30 | 23 | 7272 | Yes |  | Pwr_7272 |  | 13.8683 | 13.8683 | 13.8683
10 | 31 | 0 | 7273 | Yes |  | Pwr_7273 |  | 13.8683 | 13.8683 | 13.8683
10 | 31 | 1 | 7274 | Yes |  | Pwr_7274 |  | 13.8683 | 13.8683 | 13.8683
10 | 31 | 2 | 7275 | Yes |  | Pwr_7275 |  | 13.8683 | 13.8683 | 13.8683
10 | 31 | 3 | 7276 | Yes |  | Pwr_7276 |  | 13.8683 | 13.8683 | 13.8683
10 | 31 | 4 | 7277 | Yes |  | Pwr_7277 |  | 20.8025 | 20.8025 | 20.8025
10 | 31 | 5 | 7278 | Yes |  | Pwr_7278 |  | 31.2038 | 31.2038 | 31.2038
10 | 31 | 6 | 7279 | Yes |  | Pwr_7279 |  | 40.2182 | 40.2182 | 40.2182
10 | 31 | 7 | 7280 | Yes |  | Pwr_7280 |  | 48.5392 | 48.5392 | 48.5392
10 | 31 | 8 | 7281 | Yes |  | Pwr_7281 |  | 58.9405 | 58.9405 | 58.9405
10 | 31 | 9 | 7282 | Yes |  | Pwr_7282 |  | 71.422 | 71.422 | 71.422
10 | 31 | 10 | 7283 | Yes |  | Pwr_7283 |  | 68.6483 | 68.6483 | 68.6483
10 | 31 | 11 | 7284 | Yes |  | Pwr_7284 |  | 63.7944 | 63.7944 | 63.7944
10 | 31 | 12 | 7285 | Yes |  | Pwr_7285 |  | 65.8746 | 65.8746 | 65.8746
10 | 31 | 13 | 7286 | Yes |  | Pwr_7286 |  | 69.3417 | 69.3417 | 69.3417
10 | 31 | 14 | 7287 | Yes |  | Pwr_7287 |  | 70.7286 | 70.7286 | 70.7286
10 | 31 | 15 | 7288 | Yes |  | Pwr_7288 |  | 71.422 | 71.422 | 71.422
10 | 31 | 16 | 7289 | Yes |  | Pwr_7289 |  | 72.8088 | 72.8088 | 72.8088
10 | 31 | 17 | 7290 | Yes |  | Pwr_7290 |  | 58.9405 | 58.9405 | 58.9405
10 | 31 | 18 | 7291 | Yes |  | Pwr_7291 |  | 48.5392 | 48.5392 | 48.5392
10 | 31 | 19 | 7292 | Yes |  | Pwr_7292 |  | 38.1379 | 38.1379 | 38.1379
10 | 31 | 20 | 7293 | Yes |  | Pwr_7293 |  | 24.2696 | 24.2696 | 24.2696
10 | 31 | 21 | 7294 | Yes |  | Pwr_7294 |  | 13.8683 | 13.8683 | 13.8683
10 | 31 | 22 | 7295 | Yes |  | Pwr_7295 |  | 13.8683 | 13.8683 | 13.8683
10 | 31 | 23 | 7296 | Yes |  | Pwr_7296 |  | 13.8683 | 13.8683 | 13.8683
11 | 1 | 0 | 7297 | Sunday |  | Pwr_7297 |  | 13.8683 | 13.8683 | 13.8683
11 | 1 | 1 | 7298 | Sunday |  | Pwr_7298 |  | 13.8683 | 13.8683 | 13.8683
11 | 1 | 2 | 7299 | Sunday |  | Pwr_7299 |  | 13.8683 | 13.8683 | 13.8683
11 | 1 | 3 | 7300 | Sunday |  | Pwr_7300 |  | 13.8683 | 13.8683 | 13.8683
11 | 1 | 4 | 7301 | Sunday |  | Pwr_7301 |  | 20.8025 | 20.8025 | 20.8025
11 | 1 | 5 | 7302 | Sunday |  | Pwr_7302 |  | 31.2038 | 31.2038 | 31.2038
11 | 1 | 6 | 7303 | Sunday |  | Pwr_7303 |  | 40.2182 | 40.2182 | 40.2182
11 | 1 | 7 | 7304 | Sunday |  | Pwr_7304 |  | 48.5392 | 48.5392 | 48.5392
11 | 1 | 8 | 7305 | Sunday |  | Pwr_7305 |  | 58.9405 | 58.9405 | 58.9405
11 | 1 | 9 | 7306 | Sunday |  | Pwr_7306 |  | 71.422 | 71.422 | 71.422
11 | 1 | 10 | 7307 | Sunday |  | Pwr_7307 |  | 68.6483 | 68.6483 | 68.6483
11 | 1 | 11 | 7308 | Sunday |  | Pwr_7308 |  | 63.7944 | 63.7944 | 63.7944
11 | 1 | 12 | 7309 | Sunday |  | Pwr_7309 |  | 65.8746 | 65.8746 | 65.8746
11 | 1 | 13 | 7310 | Sunday |  | Pwr_7310 |  | 69.3417 | 69.3417 | 69.3417
11 | 1 | 14 | 7311 | Sunday |  | Pwr_7311 |  | 70.7286 | 70.7286 | 70.7286
11 | 1 | 15 | 7312 | Sunday |  | Pwr_7312 |  | 71.422 | 71.422 | 71.422
11 | 1 | 16 | 7313 | Sunday |  | Pwr_7313 |  | 72.8088 | 72.8088 | 72.8088
11 | 1 | 17 | 7314 | Sunday |  | Pwr_7314 |  | 58.9405 | 58.9405 | 58.9405
11 | 1 | 18 | 7315 | Sunday |  | Pwr_7315 |  | 48.5392 | 48.5392 | 48.5392
11 | 1 | 19 | 7316 | Sunday |  | Pwr_7316 |  | 38.1379 | 38.1379 | 38.1379
11 | 1 | 20 | 7317 | Sunday |  | Pwr_7317 |  | 24.2696 | 24.2696 | 24.2696
11 | 1 | 21 | 7318 | Sunday |  | Pwr_7318 |  | 13.8683 | 13.8683 | 13.8683
11 | 1 | 22 | 7319 | Sunday |  | Pwr_7319 |  | 13.8683 | 13.8683 | 13.8683
11 | 1 | 23 | 7320 | Sunday |  | Pwr_7320 |  | 13.8683 | 13.8683 | 13.8683
11 | 2 | 0 | 7321 | Yes |  | Pwr_7321 |  | 13.8683 | 13.8683 | 13.8683
11 | 2 | 1 | 7322 | Yes |  | Pwr_7322 |  | 13.8683 | 13.8683 | 13.8683
11 | 2 | 2 | 7323 | Yes |  | Pwr_7323 |  | 13.8683 | 13.8683 | 13.8683
11 | 2 | 3 | 7324 | Yes |  | Pwr_7324 |  | 13.8683 | 13.8683 | 13.8683
11 | 2 | 4 | 7325 | Yes |  | Pwr_7325 |  | 20.8025 | 20.8025 | 20.8025
11 | 2 | 5 | 7326 | Yes |  | Pwr_7326 |  | 31.2038 | 31.2038 | 31.2038
11 | 2 | 6 | 7327 | Yes |  | Pwr_7327 |  | 40.2182 | 40.2182 | 40.2182
11 | 2 | 7 | 7328 | Yes |  | Pwr_7328 |  | 48.5392 | 48.5392 | 48.5392
11 | 2 | 8 | 7329 | Yes |  | Pwr_7329 |  | 58.9405 | 58.9405 | 58.9405
11 | 2 | 9 | 7330 | Yes |  | Pwr_7330 |  | 71.422 | 71.422 | 71.422
11 | 2 | 10 | 7331 | Yes |  | Pwr_7331 |  | 68.6483 | 68.6483 | 68.6483
11 | 2 | 11 | 7332 | Yes |  | Pwr_7332 |  | 63.7944 | 63.7944 | 63.7944
11 | 2 | 12 | 7333 | Yes |  | Pwr_7333 |  | 65.8746 | 65.8746 | 65.8746
11 | 2 | 13 | 7334 | Yes |  | Pwr_7334 |  | 69.3417 | 69.3417 | 69.3417
11 | 2 | 14 | 7335 | Yes |  | Pwr_7335 |  | 70.7286 | 70.7286 | 70.7286
11 | 2 | 15 | 7336 | Yes |  | Pwr_7336 |  | 71.422 | 71.422 | 71.422
11 | 2 | 16 | 7337 | Yes |  | Pwr_7337 |  | 72.8088 | 72.8088 | 72.8088
11 | 2 | 17 | 7338 | Yes |  | Pwr_7338 |  | 58.9405 | 58.9405 | 58.9405
11 | 2 | 18 | 7339 | Yes |  | Pwr_7339 |  | 48.5392 | 48.5392 | 48.5392
11 | 2 | 19 | 7340 | Yes |  | Pwr_7340 |  | 38.1379 | 38.1379 | 38.1379
11 | 2 | 20 | 7341 | Yes |  | Pwr_7341 |  | 24.2696 | 24.2696 | 24.2696
11 | 2 | 21 | 7342 | Yes |  | Pwr_7342 |  | 13.8683 | 13.8683 | 13.8683
11 | 2 | 22 | 7343 | Yes |  | Pwr_7343 |  | 13.8683 | 13.8683 | 13.8683
11 | 2 | 23 | 7344 | Yes |  | Pwr_7344 |  | 13.8683 | 13.8683 | 13.8683
11 | 3 | 0 | 7345 | Yes |  | Pwr_7345 |  | 13.8683 | 13.8683 | 13.8683
11 | 3 | 1 | 7346 | Yes |  | Pwr_7346 |  | 13.8683 | 13.8683 | 13.8683
11 | 3 | 2 | 7347 | Yes |  | Pwr_7347 |  | 13.8683 | 13.8683 | 13.8683
11 | 3 | 3 | 7348 | Yes |  | Pwr_7348 |  | 13.8683 | 13.8683 | 13.8683
11 | 3 | 4 | 7349 | Yes |  | Pwr_7349 |  | 13.8683 | 13.8683 | 13.8683
11 | 3 | 5 | 7350 | Yes |  | Pwr_7350 |  | 13.8683 | 13.8683 | 13.8683
11 | 3 | 6 | 7351 | Yes |  | Pwr_7351 |  | 13.8683 | 13.8683 | 13.8683
11 | 3 | 7 | 7352 | Yes |  | Pwr_7352 |  | 13.8683 | 13.8683 | 13.8683
11 | 3 | 8 | 7353 | Yes |  | Pwr_7353 |  | 13.8683 | 13.8683 | 13.8683
11 | 3 | 9 | 7354 | Yes |  | Pwr_7354 |  | 13.8683 | 13.8683 | 13.8683
11 | 3 | 10 | 7355 | Yes |  | Pwr_7355 |  | 13.8683 | 13.8683 | 13.8683
11 | 3 | 11 | 7356 | Yes |  | Pwr_7356 |  | 13.8683 | 13.8683 | 13.8683
11 | 3 | 12 | 7357 | Yes |  | Pwr_7357 |  | 13.8683 | 13.8683 | 13.8683
11 | 3 | 13 | 7358 | Yes |  | Pwr_7358 |  | 13.8683 | 13.8683 | 13.8683
11 | 3 | 14 | 7359 | Yes |  | Pwr_7359 |  | 13.8683 | 13.8683 | 13.8683
11 | 3 | 15 | 7360 | Yes |  | Pwr_7360 |  | 13.8683 | 13.8683 | 13.8683
11 | 3 | 16 | 7361 | Yes |  | Pwr_7361 |  | 13.8683 | 13.8683 | 13.8683
11 | 3 | 17 | 7362 | Yes |  | Pwr_7362 |  | 13.8683 | 13.8683 | 13.8683
11 | 3 | 18 | 7363 | Yes |  | Pwr_7363 |  | 13.8683 | 13.8683 | 13.8683
11 | 3 | 19 | 7364 | Yes |  | Pwr_7364 |  | 13.8683 | 13.8683 | 13.8683
11 | 3 | 20 | 7365 | Yes |  | Pwr_7365 |  | 13.8683 | 13.8683 | 13.8683
11 | 3 | 21 | 7366 | Yes |  | Pwr_7366 |  | 13.8683 | 13.8683 | 13.8683
11 | 3 | 22 | 7367 | Yes |  | Pwr_7367 |  | 13.8683 | 13.8683 | 13.8683
11 | 3 | 23 | 7368 | Yes |  | Pwr_7368 |  | 13.8683 | 13.8683 | 13.8683
11 | 4 | 0 | 7369 | Yes |  | Pwr_7369 |  | 13.8683 | 13.8683 | 13.8683
11 | 4 | 1 | 7370 | Yes |  | Pwr_7370 |  | 13.8683 | 13.8683 | 13.8683
11 | 4 | 2 | 7371 | Yes |  | Pwr_7371 |  | 13.8683 | 13.8683 | 13.8683
11 | 4 | 3 | 7372 | Yes |  | Pwr_7372 |  | 13.8683 | 13.8683 | 13.8683
11 | 4 | 4 | 7373 | Yes |  | Pwr_7373 |  | 13.8683 | 13.8683 | 13.8683
11 | 4 | 5 | 7374 | Yes |  | Pwr_7374 |  | 13.8683 | 13.8683 | 13.8683
11 | 4 | 6 | 7375 | Yes |  | Pwr_7375 |  | 13.8683 | 13.8683 | 13.8683
11 | 4 | 7 | 7376 | Yes |  | Pwr_7376 |  | 13.8683 | 13.8683 | 13.8683
11 | 4 | 8 | 7377 | Yes |  | Pwr_7377 |  | 13.8683 | 13.8683 | 13.8683
11 | 4 | 9 | 7378 | Yes |  | Pwr_7378 |  | 13.8683 | 13.8683 | 13.8683
11 | 4 | 10 | 7379 | Yes |  | Pwr_7379 |  | 13.8683 | 13.8683 | 13.8683
11 | 4 | 11 | 7380 | Yes |  | Pwr_7380 |  | 13.8683 | 13.8683 | 13.8683
11 | 4 | 12 | 7381 | Yes |  | Pwr_7381 |  | 13.8683 | 13.8683 | 13.8683
11 | 4 | 13 | 7382 | Yes |  | Pwr_7382 |  | 13.8683 | 13.8683 | 13.8683
11 | 4 | 14 | 7383 | Yes |  | Pwr_7383 |  | 13.8683 | 13.8683 | 13.8683
11 | 4 | 15 | 7384 | Yes |  | Pwr_7384 |  | 13.8683 | 13.8683 | 13.8683
11 | 4 | 16 | 7385 | Yes |  | Pwr_7385 |  | 13.8683 | 13.8683 | 13.8683
11 | 4 | 17 | 7386 | Yes |  | Pwr_7386 |  | 13.8683 | 13.8683 | 13.8683
11 | 4 | 18 | 7387 | Yes |  | Pwr_7387 |  | 13.8683 | 13.8683 | 13.8683
11 | 4 | 19 | 7388 | Yes |  | Pwr_7388 |  | 13.8683 | 13.8683 | 13.8683
11 | 4 | 20 | 7389 | Yes |  | Pwr_7389 |  | 13.8683 | 13.8683 | 13.8683
11 | 4 | 21 | 7390 | Yes |  | Pwr_7390 |  | 13.8683 | 13.8683 | 13.8683
11 | 4 | 22 | 7391 | Yes |  | Pwr_7391 |  | 13.8683 | 13.8683 | 13.8683
11 | 4 | 23 | 7392 | Yes |  | Pwr_7392 |  | 13.8683 | 13.8683 | 13.8683
11 | 5 | 0 | 7393 | Yes |  | Pwr_7393 |  | 13.8683 | 13.8683 | 13.8683
11 | 5 | 1 | 7394 | Yes |  | Pwr_7394 |  | 13.8683 | 13.8683 | 13.8683
11 | 5 | 2 | 7395 | Yes |  | Pwr_7395 |  | 13.8683 | 13.8683 | 13.8683
11 | 5 | 3 | 7396 | Yes |  | Pwr_7396 |  | 13.8683 | 13.8683 | 13.8683
11 | 5 | 4 | 7397 | Yes |  | Pwr_7397 |  | 20.8025 | 20.8025 | 20.8025
11 | 5 | 5 | 7398 | Yes |  | Pwr_7398 |  | 31.2038 | 31.2038 | 31.2038
11 | 5 | 6 | 7399 | Yes |  | Pwr_7399 |  | 40.2182 | 40.2182 | 40.2182
11 | 5 | 7 | 7400 | Yes |  | Pwr_7400 |  | 48.5392 | 48.5392 | 48.5392
11 | 5 | 8 | 7401 | Yes |  | Pwr_7401 |  | 58.9405 | 58.9405 | 58.9405
11 | 5 | 9 | 7402 | Yes |  | Pwr_7402 |  | 71.422 | 71.422 | 71.422
11 | 5 | 10 | 7403 | Yes |  | Pwr_7403 |  | 68.6483 | 68.6483 | 68.6483
11 | 5 | 11 | 7404 | Yes |  | Pwr_7404 |  | 63.7944 | 63.7944 | 63.7944
11 | 5 | 12 | 7405 | Yes |  | Pwr_7405 |  | 65.8746 | 65.8746 | 65.8746
11 | 5 | 13 | 7406 | Yes |  | Pwr_7406 |  | 69.3417 | 69.3417 | 69.3417
11 | 5 | 14 | 7407 | Yes |  | Pwr_7407 |  | 70.7286 | 70.7286 | 70.7286
11 | 5 | 15 | 7408 | Yes |  | Pwr_7408 |  | 71.422 | 71.422 | 71.422
11 | 5 | 16 | 7409 | Yes |  | Pwr_7409 |  | 72.8088 | 72.8088 | 72.8088
11 | 5 | 17 | 7410 | Yes |  | Pwr_7410 |  | 58.9405 | 58.9405 | 58.9405
11 | 5 | 18 | 7411 | Yes |  | Pwr_7411 |  | 48.5392 | 48.5392 | 48.5392
11 | 5 | 19 | 7412 | Yes |  | Pwr_7412 |  | 38.1379 | 38.1379 | 38.1379
11 | 5 | 20 | 7413 | Yes |  | Pwr_7413 |  | 24.2696 | 24.2696 | 24.2696
11 | 5 | 21 | 7414 | Yes |  | Pwr_7414 |  | 13.8683 | 13.8683 | 13.8683
11 | 5 | 22 | 7415 | Yes |  | Pwr_7415 |  | 13.8683 | 13.8683 | 13.8683
11 | 5 | 23 | 7416 | Yes |  | Pwr_7416 |  | 13.8683 | 13.8683 | 13.8683
11 | 6 | 0 | 7417 | Yes |  | Pwr_7417 |  | 13.8683 | 13.8683 | 13.8683
11 | 6 | 1 | 7418 | Yes |  | Pwr_7418 |  | 13.8683 | 13.8683 | 13.8683
11 | 6 | 2 | 7419 | Yes |  | Pwr_7419 |  | 13.8683 | 13.8683 | 13.8683
11 | 6 | 3 | 7420 | Yes |  | Pwr_7420 |  | 13.8683 | 13.8683 | 13.8683
11 | 6 | 4 | 7421 | Yes |  | Pwr_7421 |  | 20.8025 | 20.8025 | 20.8025
11 | 6 | 5 | 7422 | Yes |  | Pwr_7422 |  | 31.2038 | 31.2038 | 31.2038
11 | 6 | 6 | 7423 | Yes |  | Pwr_7423 |  | 40.2182 | 40.2182 | 40.2182
11 | 6 | 7 | 7424 | Yes |  | Pwr_7424 |  | 48.5392 | 48.5392 | 48.5392
11 | 6 | 8 | 7425 | Yes |  | Pwr_7425 |  | 58.9405 | 58.9405 | 58.9405
11 | 6 | 9 | 7426 | Yes |  | Pwr_7426 |  | 71.422 | 71.422 | 71.422
11 | 6 | 10 | 7427 | Yes |  | Pwr_7427 |  | 68.6483 | 68.6483 | 68.6483
11 | 6 | 11 | 7428 | Yes |  | Pwr_7428 |  | 63.7944 | 63.7944 | 63.7944
11 | 6 | 12 | 7429 | Yes |  | Pwr_7429 |  | 65.8746 | 65.8746 | 65.8746
11 | 6 | 13 | 7430 | Yes |  | Pwr_7430 |  | 69.3417 | 69.3417 | 69.3417
11 | 6 | 14 | 7431 | Yes |  | Pwr_7431 |  | 70.7286 | 70.7286 | 70.7286
11 | 6 | 15 | 7432 | Yes |  | Pwr_7432 |  | 71.422 | 71.422 | 71.422
11 | 6 | 16 | 7433 | Yes |  | Pwr_7433 |  | 72.8088 | 72.8088 | 72.8088
11 | 6 | 17 | 7434 | Yes |  | Pwr_7434 |  | 58.9405 | 58.9405 | 58.9405
11 | 6 | 18 | 7435 | Yes |  | Pwr_7435 |  | 48.5392 | 48.5392 | 48.5392
11 | 6 | 19 | 7436 | Yes |  | Pwr_7436 |  | 38.1379 | 38.1379 | 38.1379
11 | 6 | 20 | 7437 | Yes |  | Pwr_7437 |  | 24.2696 | 24.2696 | 24.2696
11 | 6 | 21 | 7438 | Yes |  | Pwr_7438 |  | 13.8683 | 13.8683 | 13.8683
11 | 6 | 22 | 7439 | Yes |  | Pwr_7439 |  | 13.8683 | 13.8683 | 13.8683
11 | 6 | 23 | 7440 | Yes |  | Pwr_7440 |  | 13.8683 | 13.8683 | 13.8683
11 | 7 | 0 | 7441 | Saturday |  | Pwr_7441 |  | 13.8683 | 13.8683 | 13.8683
11 | 7 | 1 | 7442 | Saturday |  | Pwr_7442 |  | 13.8683 | 13.8683 | 13.8683
11 | 7 | 2 | 7443 | Saturday |  | Pwr_7443 |  | 13.8683 | 13.8683 | 13.8683
11 | 7 | 3 | 7444 | Saturday |  | Pwr_7444 |  | 13.8683 | 13.8683 | 13.8683
11 | 7 | 4 | 7445 | Saturday |  | Pwr_7445 |  | 20.8025 | 20.8025 | 20.8025
11 | 7 | 5 | 7446 | Saturday |  | Pwr_7446 |  | 31.2038 | 31.2038 | 31.2038
11 | 7 | 6 | 7447 | Saturday |  | Pwr_7447 |  | 40.2182 | 40.2182 | 40.2182
11 | 7 | 7 | 7448 | Saturday |  | Pwr_7448 |  | 48.5392 | 48.5392 | 48.5392
11 | 7 | 8 | 7449 | Saturday |  | Pwr_7449 |  | 58.9405 | 58.9405 | 58.9405
11 | 7 | 9 | 7450 | Saturday |  | Pwr_7450 |  | 71.422 | 71.422 | 71.422
11 | 7 | 10 | 7451 | Saturday |  | Pwr_7451 |  | 68.6483 | 68.6483 | 68.6483
11 | 7 | 11 | 7452 | Saturday |  | Pwr_7452 |  | 63.7944 | 63.7944 | 63.7944
11 | 7 | 12 | 7453 | Saturday |  | Pwr_7453 |  | 65.8746 | 65.8746 | 65.8746
11 | 7 | 13 | 7454 | Saturday |  | Pwr_7454 |  | 69.3417 | 69.3417 | 69.3417
11 | 7 | 14 | 7455 | Saturday |  | Pwr_7455 |  | 70.7286 | 70.7286 | 70.7286
11 | 7 | 15 | 7456 | Saturday |  | Pwr_7456 |  | 71.422 | 71.422 | 71.422
11 | 7 | 16 | 7457 | Saturday |  | Pwr_7457 |  | 72.8088 | 72.8088 | 72.8088
11 | 7 | 17 | 7458 | Saturday |  | Pwr_7458 |  | 58.9405 | 58.9405 | 58.9405
11 | 7 | 18 | 7459 | Saturday |  | Pwr_7459 |  | 48.5392 | 48.5392 | 48.5392
11 | 7 | 19 | 7460 | Saturday |  | Pwr_7460 |  | 38.1379 | 38.1379 | 38.1379
11 | 7 | 20 | 7461 | Saturday |  | Pwr_7461 |  | 24.2696 | 24.2696 | 24.2696
11 | 7 | 21 | 7462 | Saturday |  | Pwr_7462 |  | 13.8683 | 13.8683 | 13.8683
11 | 7 | 22 | 7463 | Saturday |  | Pwr_7463 |  | 13.8683 | 13.8683 | 13.8683
11 | 7 | 23 | 7464 | Saturday |  | Pwr_7464 |  | 13.8683 | 13.8683 | 13.8683
11 | 8 | 0 | 7465 | Sunday |  | Pwr_7465 |  | 13.8683 | 13.8683 | 13.8683
11 | 8 | 1 | 7466 | Sunday |  | Pwr_7466 |  | 13.8683 | 13.8683 | 13.8683
11 | 8 | 2 | 7467 | Sunday |  | Pwr_7467 |  | 13.8683 | 13.8683 | 13.8683
11 | 8 | 3 | 7468 | Sunday |  | Pwr_7468 |  | 13.8683 | 13.8683 | 13.8683
11 | 8 | 4 | 7469 | Sunday |  | Pwr_7469 |  | 20.8025 | 20.8025 | 20.8025
11 | 8 | 5 | 7470 | Sunday |  | Pwr_7470 |  | 31.2038 | 31.2038 | 31.2038
11 | 8 | 6 | 7471 | Sunday |  | Pwr_7471 |  | 40.2182 | 40.2182 | 40.2182
11 | 8 | 7 | 7472 | Sunday |  | Pwr_7472 |  | 48.5392 | 48.5392 | 48.5392
11 | 8 | 8 | 7473 | Sunday |  | Pwr_7473 |  | 58.9405 | 58.9405 | 58.9405
11 | 8 | 9 | 7474 | Sunday |  | Pwr_7474 |  | 71.422 | 71.422 | 71.422
11 | 8 | 10 | 7475 | Sunday |  | Pwr_7475 |  | 68.6483 | 68.6483 | 68.6483
11 | 8 | 11 | 7476 | Sunday |  | Pwr_7476 |  | 63.7944 | 63.7944 | 63.7944
11 | 8 | 12 | 7477 | Sunday |  | Pwr_7477 |  | 65.8746 | 65.8746 | 65.8746
11 | 8 | 13 | 7478 | Sunday |  | Pwr_7478 |  | 69.3417 | 69.3417 | 69.3417
11 | 8 | 14 | 7479 | Sunday |  | Pwr_7479 |  | 70.7286 | 70.7286 | 70.7286
11 | 8 | 15 | 7480 | Sunday |  | Pwr_7480 |  | 71.422 | 71.422 | 71.422
11 | 8 | 16 | 7481 | Sunday |  | Pwr_7481 |  | 72.8088 | 72.8088 | 72.8088
11 | 8 | 17 | 7482 | Sunday |  | Pwr_7482 |  | 58.9405 | 58.9405 | 58.9405
11 | 8 | 18 | 7483 | Sunday |  | Pwr_7483 |  | 48.5392 | 48.5392 | 48.5392
11 | 8 | 19 | 7484 | Sunday |  | Pwr_7484 |  | 38.1379 | 38.1379 | 38.1379
11 | 8 | 20 | 7485 | Sunday |  | Pwr_7485 |  | 24.2696 | 24.2696 | 24.2696
11 | 8 | 21 | 7486 | Sunday |  | Pwr_7486 |  | 13.8683 | 13.8683 | 13.8683
11 | 8 | 22 | 7487 | Sunday |  | Pwr_7487 |  | 13.8683 | 13.8683 | 13.8683
11 | 8 | 23 | 7488 | Sunday |  | Pwr_7488 |  | 13.8683 | 13.8683 | 13.8683
11 | 9 | 0 | 7489 | Yes |  | Pwr_7489 |  | 13.8683 | 13.8683 | 13.8683
11 | 9 | 1 | 7490 | Yes |  | Pwr_7490 |  | 13.8683 | 13.8683 | 13.8683
11 | 9 | 2 | 7491 | Yes |  | Pwr_7491 |  | 13.8683 | 13.8683 | 13.8683
11 | 9 | 3 | 7492 | Yes |  | Pwr_7492 |  | 13.8683 | 13.8683 | 13.8683
11 | 9 | 4 | 7493 | Yes |  | Pwr_7493 |  | 20.8025 | 20.8025 | 20.8025
11 | 9 | 5 | 7494 | Yes |  | Pwr_7494 |  | 31.2038 | 31.2038 | 31.2038
11 | 9 | 6 | 7495 | Yes |  | Pwr_7495 |  | 40.2182 | 40.2182 | 40.2182
11 | 9 | 7 | 7496 | Yes |  | Pwr_7496 |  | 48.5392 | 48.5392 | 48.5392
11 | 9 | 8 | 7497 | Yes |  | Pwr_7497 |  | 58.9405 | 58.9405 | 58.9405
11 | 9 | 9 | 7498 | Yes |  | Pwr_7498 |  | 71.422 | 71.422 | 71.422
11 | 9 | 10 | 7499 | Yes |  | Pwr_7499 |  | 68.6483 | 68.6483 | 68.6483
11 | 9 | 11 | 7500 | Yes |  | Pwr_7500 |  | 63.7944 | 63.7944 | 63.7944
11 | 9 | 12 | 7501 | Yes |  | Pwr_7501 |  | 65.8746 | 65.8746 | 65.8746
11 | 9 | 13 | 7502 | Yes |  | Pwr_7502 |  | 69.3417 | 69.3417 | 69.3417
11 | 9 | 14 | 7503 | Yes |  | Pwr_7503 |  | 70.7286 | 70.7286 | 70.7286
11 | 9 | 15 | 7504 | Yes |  | Pwr_7504 |  | 71.422 | 71.422 | 71.422
11 | 9 | 16 | 7505 | Yes |  | Pwr_7505 |  | 72.8088 | 72.8088 | 72.8088
11 | 9 | 17 | 7506 | Yes |  | Pwr_7506 |  | 58.9405 | 58.9405 | 58.9405
11 | 9 | 18 | 7507 | Yes |  | Pwr_7507 |  | 48.5392 | 48.5392 | 48.5392
11 | 9 | 19 | 7508 | Yes |  | Pwr_7508 |  | 38.1379 | 38.1379 | 38.1379
11 | 9 | 20 | 7509 | Yes |  | Pwr_7509 |  | 24.2696 | 24.2696 | 24.2696
11 | 9 | 21 | 7510 | Yes |  | Pwr_7510 |  | 13.8683 | 13.8683 | 13.8683
11 | 9 | 22 | 7511 | Yes |  | Pwr_7511 |  | 13.8683 | 13.8683 | 13.8683
11 | 9 | 23 | 7512 | Yes |  | Pwr_7512 |  | 13.8683 | 13.8683 | 13.8683
11 | 10 | 0 | 7513 | Yes |  | Pwr_7513 |  | 13.8683 | 13.8683 | 13.8683
11 | 10 | 1 | 7514 | Yes |  | Pwr_7514 |  | 13.8683 | 13.8683 | 13.8683
11 | 10 | 2 | 7515 | Yes |  | Pwr_7515 |  | 13.8683 | 13.8683 | 13.8683
11 | 10 | 3 | 7516 | Yes |  | Pwr_7516 |  | 13.8683 | 13.8683 | 13.8683
11 | 10 | 4 | 7517 | Yes |  | Pwr_7517 |  | 13.8683 | 13.8683 | 13.8683
11 | 10 | 5 | 7518 | Yes |  | Pwr_7518 |  | 13.8683 | 13.8683 | 13.8683
11 | 10 | 6 | 7519 | Yes |  | Pwr_7519 |  | 13.8683 | 13.8683 | 13.8683
11 | 10 | 7 | 7520 | Yes |  | Pwr_7520 |  | 13.8683 | 13.8683 | 13.8683
11 | 10 | 8 | 7521 | Yes |  | Pwr_7521 |  | 13.8683 | 13.8683 | 13.8683
11 | 10 | 9 | 7522 | Yes |  | Pwr_7522 |  | 13.8683 | 13.8683 | 13.8683
11 | 10 | 10 | 7523 | Yes |  | Pwr_7523 |  | 13.8683 | 13.8683 | 13.8683
11 | 10 | 11 | 7524 | Yes |  | Pwr_7524 |  | 13.8683 | 13.8683 | 13.8683
11 | 10 | 12 | 7525 | Yes |  | Pwr_7525 |  | 13.8683 | 13.8683 | 13.8683
11 | 10 | 13 | 7526 | Yes |  | Pwr_7526 |  | 13.8683 | 13.8683 | 13.8683
11 | 10 | 14 | 7527 | Yes |  | Pwr_7527 |  | 13.8683 | 13.8683 | 13.8683
11 | 10 | 15 | 7528 | Yes |  | Pwr_7528 |  | 13.8683 | 13.8683 | 13.8683
11 | 10 | 16 | 7529 | Yes |  | Pwr_7529 |  | 13.8683 | 13.8683 | 13.8683
11 | 10 | 17 | 7530 | Yes |  | Pwr_7530 |  | 13.8683 | 13.8683 | 13.8683
11 | 10 | 18 | 7531 | Yes |  | Pwr_7531 |  | 13.8683 | 13.8683 | 13.8683
11 | 10 | 19 | 7532 | Yes |  | Pwr_7532 |  | 13.8683 | 13.8683 | 13.8683
11 | 10 | 20 | 7533 | Yes |  | Pwr_7533 |  | 13.8683 | 13.8683 | 13.8683
11 | 10 | 21 | 7534 | Yes |  | Pwr_7534 |  | 13.8683 | 13.8683 | 13.8683
11 | 10 | 22 | 7535 | Yes |  | Pwr_7535 |  | 13.8683 | 13.8683 | 13.8683
11 | 10 | 23 | 7536 | Yes |  | Pwr_7536 |  | 13.8683 | 13.8683 | 13.8683
11 | 11 | 0 | 7537 | Yes |  | Pwr_7537 |  | 13.8683 | 13.8683 | 13.8683
11 | 11 | 1 | 7538 | Yes |  | Pwr_7538 |  | 13.8683 | 13.8683 | 13.8683
11 | 11 | 2 | 7539 | Yes |  | Pwr_7539 |  | 13.8683 | 13.8683 | 13.8683
11 | 11 | 3 | 7540 | Yes |  | Pwr_7540 |  | 13.8683 | 13.8683 | 13.8683
11 | 11 | 4 | 7541 | Yes |  | Pwr_7541 |  | 13.8683 | 13.8683 | 13.8683
11 | 11 | 5 | 7542 | Yes |  | Pwr_7542 |  | 13.8683 | 13.8683 | 13.8683
11 | 11 | 6 | 7543 | Yes |  | Pwr_7543 |  | 13.8683 | 13.8683 | 13.8683
11 | 11 | 7 | 7544 | Yes |  | Pwr_7544 |  | 13.8683 | 13.8683 | 13.8683
11 | 11 | 8 | 7545 | Yes |  | Pwr_7545 |  | 13.8683 | 13.8683 | 13.8683
11 | 11 | 9 | 7546 | Yes |  | Pwr_7546 |  | 13.8683 | 13.8683 | 13.8683
11 | 11 | 10 | 7547 | Yes |  | Pwr_7547 |  | 13.8683 | 13.8683 | 13.8683
11 | 11 | 11 | 7548 | Yes |  | Pwr_7548 |  | 13.8683 | 13.8683 | 13.8683
11 | 11 | 12 | 7549 | Yes |  | Pwr_7549 |  | 13.8683 | 13.8683 | 13.8683
11 | 11 | 13 | 7550 | Yes |  | Pwr_7550 |  | 13.8683 | 13.8683 | 13.8683
11 | 11 | 14 | 7551 | Yes |  | Pwr_7551 |  | 13.8683 | 13.8683 | 13.8683
11 | 11 | 15 | 7552 | Yes |  | Pwr_7552 |  | 13.8683 | 13.8683 | 13.8683
11 | 11 | 16 | 7553 | Yes |  | Pwr_7553 |  | 13.8683 | 13.8683 | 13.8683
11 | 11 | 17 | 7554 | Yes |  | Pwr_7554 |  | 13.8683 | 13.8683 | 13.8683
11 | 11 | 18 | 7555 | Yes |  | Pwr_7555 |  | 13.8683 | 13.8683 | 13.8683
11 | 11 | 19 | 7556 | Yes |  | Pwr_7556 |  | 13.8683 | 13.8683 | 13.8683
11 | 11 | 20 | 7557 | Yes |  | Pwr_7557 |  | 13.8683 | 13.8683 | 13.8683
11 | 11 | 21 | 7558 | Yes |  | Pwr_7558 |  | 13.8683 | 13.8683 | 13.8683
11 | 11 | 22 | 7559 | Yes |  | Pwr_7559 |  | 13.8683 | 13.8683 | 13.8683
11 | 11 | 23 | 7560 | Yes |  | Pwr_7560 |  | 13.8683 | 13.8683 | 13.8683
11 | 12 | 0 | 7561 | Yes |  | Pwr_7561 |  | 13.8683 | 13.8683 | 13.8683
11 | 12 | 1 | 7562 | Yes |  | Pwr_7562 |  | 13.8683 | 13.8683 | 13.8683
11 | 12 | 2 | 7563 | Yes |  | Pwr_7563 |  | 13.8683 | 13.8683 | 13.8683
11 | 12 | 3 | 7564 | Yes |  | Pwr_7564 |  | 13.8683 | 13.8683 | 13.8683
11 | 12 | 4 | 7565 | Yes |  | Pwr_7565 |  | 20.8025 | 20.8025 | 20.8025
11 | 12 | 5 | 7566 | Yes |  | Pwr_7566 |  | 31.2038 | 31.2038 | 31.2038
11 | 12 | 6 | 7567 | Yes |  | Pwr_7567 |  | 40.2182 | 40.2182 | 40.2182
11 | 12 | 7 | 7568 | Yes |  | Pwr_7568 |  | 48.5392 | 48.5392 | 48.5392
11 | 12 | 8 | 7569 | Yes |  | Pwr_7569 |  | 58.9405 | 58.9405 | 58.9405
11 | 12 | 9 | 7570 | Yes |  | Pwr_7570 |  | 71.422 | 71.422 | 71.422
11 | 12 | 10 | 7571 | Yes |  | Pwr_7571 |  | 68.6483 | 68.6483 | 68.6483
11 | 12 | 11 | 7572 | Yes |  | Pwr_7572 |  | 63.7944 | 63.7944 | 63.7944
11 | 12 | 12 | 7573 | Yes |  | Pwr_7573 |  | 65.8746 | 65.8746 | 65.8746
11 | 12 | 13 | 7574 | Yes |  | Pwr_7574 |  | 69.3417 | 69.3417 | 69.3417
11 | 12 | 14 | 7575 | Yes |  | Pwr_7575 |  | 70.7286 | 70.7286 | 70.7286
11 | 12 | 15 | 7576 | Yes |  | Pwr_7576 |  | 71.422 | 71.422 | 71.422
11 | 12 | 16 | 7577 | Yes |  | Pwr_7577 |  | 72.8088 | 72.8088 | 72.8088
11 | 12 | 17 | 7578 | Yes |  | Pwr_7578 |  | 58.9405 | 58.9405 | 58.9405
11 | 12 | 18 | 7579 | Yes |  | Pwr_7579 |  | 48.5392 | 48.5392 | 48.5392
11 | 12 | 19 | 7580 | Yes |  | Pwr_7580 |  | 38.1379 | 38.1379 | 38.1379
11 | 12 | 20 | 7581 | Yes |  | Pwr_7581 |  | 24.2696 | 24.2696 | 24.2696
11 | 12 | 21 | 7582 | Yes |  | Pwr_7582 |  | 13.8683 | 13.8683 | 13.8683
11 | 12 | 22 | 7583 | Yes |  | Pwr_7583 |  | 13.8683 | 13.8683 | 13.8683
11 | 12 | 23 | 7584 | Yes |  | Pwr_7584 |  | 13.8683 | 13.8683 | 13.8683
11 | 13 | 0 | 7585 | Yes |  | Pwr_7585 |  | 13.8683 | 13.8683 | 13.8683
11 | 13 | 1 | 7586 | Yes |  | Pwr_7586 |  | 13.8683 | 13.8683 | 13.8683
11 | 13 | 2 | 7587 | Yes |  | Pwr_7587 |  | 13.8683 | 13.8683 | 13.8683
11 | 13 | 3 | 7588 | Yes |  | Pwr_7588 |  | 13.8683 | 13.8683 | 13.8683
11 | 13 | 4 | 7589 | Yes |  | Pwr_7589 |  | 20.8025 | 20.8025 | 20.8025
11 | 13 | 5 | 7590 | Yes |  | Pwr_7590 |  | 31.2038 | 31.2038 | 31.2038
11 | 13 | 6 | 7591 | Yes |  | Pwr_7591 |  | 40.2182 | 40.2182 | 40.2182
11 | 13 | 7 | 7592 | Yes |  | Pwr_7592 |  | 48.5392 | 48.5392 | 48.5392
11 | 13 | 8 | 7593 | Yes |  | Pwr_7593 |  | 58.9405 | 58.9405 | 58.9405
11 | 13 | 9 | 7594 | Yes |  | Pwr_7594 |  | 71.422 | 71.422 | 71.422
11 | 13 | 10 | 7595 | Yes |  | Pwr_7595 |  | 68.6483 | 68.6483 | 68.6483
11 | 13 | 11 | 7596 | Yes |  | Pwr_7596 |  | 63.7944 | 63.7944 | 63.7944
11 | 13 | 12 | 7597 | Yes |  | Pwr_7597 |  | 65.8746 | 65.8746 | 65.8746
11 | 13 | 13 | 7598 | Yes |  | Pwr_7598 |  | 69.3417 | 69.3417 | 69.3417
11 | 13 | 14 | 7599 | Yes |  | Pwr_7599 |  | 70.7286 | 70.7286 | 70.7286
11 | 13 | 15 | 7600 | Yes |  | Pwr_7600 |  | 71.422 | 71.422 | 71.422
11 | 13 | 16 | 7601 | Yes |  | Pwr_7601 |  | 72.8088 | 72.8088 | 72.8088
11 | 13 | 17 | 7602 | Yes |  | Pwr_7602 |  | 58.9405 | 58.9405 | 58.9405
11 | 13 | 18 | 7603 | Yes |  | Pwr_7603 |  | 48.5392 | 48.5392 | 48.5392
11 | 13 | 19 | 7604 | Yes |  | Pwr_7604 |  | 38.1379 | 38.1379 | 38.1379
11 | 13 | 20 | 7605 | Yes |  | Pwr_7605 |  | 24.2696 | 24.2696 | 24.2696
11 | 13 | 21 | 7606 | Yes |  | Pwr_7606 |  | 13.8683 | 13.8683 | 13.8683
11 | 13 | 22 | 7607 | Yes |  | Pwr_7607 |  | 13.8683 | 13.8683 | 13.8683
11 | 13 | 23 | 7608 | Yes |  | Pwr_7608 |  | 13.8683 | 13.8683 | 13.8683
11 | 14 | 0 | 7609 | Saturday |  | Pwr_7609 |  | 13.8683 | 13.8683 | 13.8683
11 | 14 | 1 | 7610 | Saturday |  | Pwr_7610 |  | 13.8683 | 13.8683 | 13.8683
11 | 14 | 2 | 7611 | Saturday |  | Pwr_7611 |  | 13.8683 | 13.8683 | 13.8683
11 | 14 | 3 | 7612 | Saturday |  | Pwr_7612 |  | 13.8683 | 13.8683 | 13.8683
11 | 14 | 4 | 7613 | Saturday |  | Pwr_7613 |  | 20.8025 | 20.8025 | 20.8025
11 | 14 | 5 | 7614 | Saturday |  | Pwr_7614 |  | 31.2038 | 31.2038 | 31.2038
11 | 14 | 6 | 7615 | Saturday |  | Pwr_7615 |  | 40.2182 | 40.2182 | 40.2182
11 | 14 | 7 | 7616 | Saturday |  | Pwr_7616 |  | 48.5392 | 48.5392 | 48.5392
11 | 14 | 8 | 7617 | Saturday |  | Pwr_7617 |  | 58.9405 | 58.9405 | 58.9405
11 | 14 | 9 | 7618 | Saturday |  | Pwr_7618 |  | 71.422 | 71.422 | 71.422
11 | 14 | 10 | 7619 | Saturday |  | Pwr_7619 |  | 68.6483 | 68.6483 | 68.6483
11 | 14 | 11 | 7620 | Saturday |  | Pwr_7620 |  | 63.7944 | 63.7944 | 63.7944
11 | 14 | 12 | 7621 | Saturday |  | Pwr_7621 |  | 65.8746 | 65.8746 | 65.8746
11 | 14 | 13 | 7622 | Saturday |  | Pwr_7622 |  | 69.3417 | 69.3417 | 69.3417
11 | 14 | 14 | 7623 | Saturday |  | Pwr_7623 |  | 70.7286 | 70.7286 | 70.7286
11 | 14 | 15 | 7624 | Saturday |  | Pwr_7624 |  | 71.422 | 71.422 | 71.422
11 | 14 | 16 | 7625 | Saturday |  | Pwr_7625 |  | 72.8088 | 72.8088 | 72.8088
11 | 14 | 17 | 7626 | Saturday |  | Pwr_7626 |  | 58.9405 | 58.9405 | 58.9405
11 | 14 | 18 | 7627 | Saturday |  | Pwr_7627 |  | 48.5392 | 48.5392 | 48.5392
11 | 14 | 19 | 7628 | Saturday |  | Pwr_7628 |  | 38.1379 | 38.1379 | 38.1379
11 | 14 | 20 | 7629 | Saturday |  | Pwr_7629 |  | 24.2696 | 24.2696 | 24.2696
11 | 14 | 21 | 7630 | Saturday |  | Pwr_7630 |  | 13.8683 | 13.8683 | 13.8683
11 | 14 | 22 | 7631 | Saturday |  | Pwr_7631 |  | 13.8683 | 13.8683 | 13.8683
11 | 14 | 23 | 7632 | Saturday |  | Pwr_7632 |  | 13.8683 | 13.8683 | 13.8683
11 | 15 | 0 | 7633 | Sunday |  | Pwr_7633 |  | 13.8683 | 13.8683 | 13.8683
11 | 15 | 1 | 7634 | Sunday |  | Pwr_7634 |  | 13.8683 | 13.8683 | 13.8683
11 | 15 | 2 | 7635 | Sunday |  | Pwr_7635 |  | 13.8683 | 13.8683 | 13.8683
11 | 15 | 3 | 7636 | Sunday |  | Pwr_7636 |  | 13.8683 | 13.8683 | 13.8683
11 | 15 | 4 | 7637 | Sunday |  | Pwr_7637 |  | 20.8025 | 20.8025 | 20.8025
11 | 15 | 5 | 7638 | Sunday |  | Pwr_7638 |  | 31.2038 | 31.2038 | 31.2038
11 | 15 | 6 | 7639 | Sunday |  | Pwr_7639 |  | 40.2182 | 40.2182 | 40.2182
11 | 15 | 7 | 7640 | Sunday |  | Pwr_7640 |  | 48.5392 | 48.5392 | 48.5392
11 | 15 | 8 | 7641 | Sunday |  | Pwr_7641 |  | 58.9405 | 58.9405 | 58.9405
11 | 15 | 9 | 7642 | Sunday |  | Pwr_7642 |  | 71.422 | 71.422 | 71.422
11 | 15 | 10 | 7643 | Sunday |  | Pwr_7643 |  | 68.6483 | 68.6483 | 68.6483
11 | 15 | 11 | 7644 | Sunday |  | Pwr_7644 |  | 63.7944 | 63.7944 | 63.7944
11 | 15 | 12 | 7645 | Sunday |  | Pwr_7645 |  | 65.8746 | 65.8746 | 65.8746
11 | 15 | 13 | 7646 | Sunday |  | Pwr_7646 |  | 69.3417 | 69.3417 | 69.3417
11 | 15 | 14 | 7647 | Sunday |  | Pwr_7647 |  | 70.7286 | 70.7286 | 70.7286
11 | 15 | 15 | 7648 | Sunday |  | Pwr_7648 |  | 71.422 | 71.422 | 71.422
11 | 15 | 16 | 7649 | Sunday |  | Pwr_7649 |  | 72.8088 | 72.8088 | 72.8088
11 | 15 | 17 | 7650 | Sunday |  | Pwr_7650 |  | 58.9405 | 58.9405 | 58.9405
11 | 15 | 18 | 7651 | Sunday |  | Pwr_7651 |  | 48.5392 | 48.5392 | 48.5392
11 | 15 | 19 | 7652 | Sunday |  | Pwr_7652 |  | 38.1379 | 38.1379 | 38.1379
11 | 15 | 20 | 7653 | Sunday |  | Pwr_7653 |  | 24.2696 | 24.2696 | 24.2696
11 | 15 | 21 | 7654 | Sunday |  | Pwr_7654 |  | 13.8683 | 13.8683 | 13.8683
11 | 15 | 22 | 7655 | Sunday |  | Pwr_7655 |  | 13.8683 | 13.8683 | 13.8683
11 | 15 | 23 | 7656 | Sunday |  | Pwr_7656 |  | 13.8683 | 13.8683 | 13.8683
11 | 16 | 0 | 7657 | Yes |  | Pwr_7657 |  | 13.8683 | 13.8683 | 13.8683
11 | 16 | 1 | 7658 | Yes |  | Pwr_7658 |  | 13.8683 | 13.8683 | 13.8683
11 | 16 | 2 | 7659 | Yes |  | Pwr_7659 |  | 13.8683 | 13.8683 | 13.8683
11 | 16 | 3 | 7660 | Yes |  | Pwr_7660 |  | 13.8683 | 13.8683 | 13.8683
11 | 16 | 4 | 7661 | Yes |  | Pwr_7661 |  | 20.8025 | 20.8025 | 20.8025
11 | 16 | 5 | 7662 | Yes |  | Pwr_7662 |  | 31.2038 | 31.2038 | 31.2038
11 | 16 | 6 | 7663 | Yes |  | Pwr_7663 |  | 40.2182 | 40.2182 | 40.2182
11 | 16 | 7 | 7664 | Yes |  | Pwr_7664 |  | 48.5392 | 48.5392 | 48.5392
11 | 16 | 8 | 7665 | Yes |  | Pwr_7665 |  | 58.9405 | 58.9405 | 58.9405
11 | 16 | 9 | 7666 | Yes |  | Pwr_7666 |  | 71.422 | 71.422 | 71.422
11 | 16 | 10 | 7667 | Yes |  | Pwr_7667 |  | 68.6483 | 68.6483 | 68.6483
11 | 16 | 11 | 7668 | Yes |  | Pwr_7668 |  | 63.7944 | 63.7944 | 63.7944
11 | 16 | 12 | 7669 | Yes |  | Pwr_7669 |  | 65.8746 | 65.8746 | 65.8746
11 | 16 | 13 | 7670 | Yes |  | Pwr_7670 |  | 69.3417 | 69.3417 | 69.3417
11 | 16 | 14 | 7671 | Yes |  | Pwr_7671 |  | 70.7286 | 70.7286 | 70.7286
11 | 16 | 15 | 7672 | Yes |  | Pwr_7672 |  | 71.422 | 71.422 | 71.422
11 | 16 | 16 | 7673 | Yes |  | Pwr_7673 |  | 72.8088 | 72.8088 | 72.8088
11 | 16 | 17 | 7674 | Yes |  | Pwr_7674 |  | 58.9405 | 58.9405 | 58.9405
11 | 16 | 18 | 7675 | Yes |  | Pwr_7675 |  | 48.5392 | 48.5392 | 48.5392
11 | 16 | 19 | 7676 | Yes |  | Pwr_7676 |  | 38.1379 | 38.1379 | 38.1379
11 | 16 | 20 | 7677 | Yes |  | Pwr_7677 |  | 24.2696 | 24.2696 | 24.2696
11 | 16 | 21 | 7678 | Yes |  | Pwr_7678 |  | 13.8683 | 13.8683 | 13.8683
11 | 16 | 22 | 7679 | Yes |  | Pwr_7679 |  | 13.8683 | 13.8683 | 13.8683
11 | 16 | 23 | 7680 | Yes |  | Pwr_7680 |  | 13.8683 | 13.8683 | 13.8683
11 | 17 | 0 | 7681 | Yes |  | Pwr_7681 |  | 13.8683 | 13.8683 | 13.8683
11 | 17 | 1 | 7682 | Yes |  | Pwr_7682 |  | 13.8683 | 13.8683 | 13.8683
11 | 17 | 2 | 7683 | Yes |  | Pwr_7683 |  | 13.8683 | 13.8683 | 13.8683
11 | 17 | 3 | 7684 | Yes |  | Pwr_7684 |  | 13.8683 | 13.8683 | 13.8683
11 | 17 | 4 | 7685 | Yes |  | Pwr_7685 |  | 13.8683 | 13.8683 | 13.8683
11 | 17 | 5 | 7686 | Yes |  | Pwr_7686 |  | 13.8683 | 13.8683 | 13.8683
11 | 17 | 6 | 7687 | Yes |  | Pwr_7687 |  | 13.8683 | 13.8683 | 13.8683
11 | 17 | 7 | 7688 | Yes |  | Pwr_7688 |  | 13.8683 | 13.8683 | 13.8683
11 | 17 | 8 | 7689 | Yes |  | Pwr_7689 |  | 13.8683 | 13.8683 | 13.8683
11 | 17 | 9 | 7690 | Yes |  | Pwr_7690 |  | 13.8683 | 13.8683 | 13.8683
11 | 17 | 10 | 7691 | Yes |  | Pwr_7691 |  | 13.8683 | 13.8683 | 13.8683
11 | 17 | 11 | 7692 | Yes |  | Pwr_7692 |  | 13.8683 | 13.8683 | 13.8683
11 | 17 | 12 | 7693 | Yes |  | Pwr_7693 |  | 13.8683 | 13.8683 | 13.8683
11 | 17 | 13 | 7694 | Yes |  | Pwr_7694 |  | 13.8683 | 13.8683 | 13.8683
11 | 17 | 14 | 7695 | Yes |  | Pwr_7695 |  | 13.8683 | 13.8683 | 13.8683
11 | 17 | 15 | 7696 | Yes |  | Pwr_7696 |  | 13.8683 | 13.8683 | 13.8683
11 | 17 | 16 | 7697 | Yes |  | Pwr_7697 |  | 13.8683 | 13.8683 | 13.8683
11 | 17 | 17 | 7698 | Yes |  | Pwr_7698 |  | 13.8683 | 13.8683 | 13.8683
11 | 17 | 18 | 7699 | Yes |  | Pwr_7699 |  | 13.8683 | 13.8683 | 13.8683
11 | 17 | 19 | 7700 | Yes |  | Pwr_7700 |  | 13.8683 | 13.8683 | 13.8683
11 | 17 | 20 | 7701 | Yes |  | Pwr_7701 |  | 13.8683 | 13.8683 | 13.8683
11 | 17 | 21 | 7702 | Yes |  | Pwr_7702 |  | 13.8683 | 13.8683 | 13.8683
11 | 17 | 22 | 7703 | Yes |  | Pwr_7703 |  | 13.8683 | 13.8683 | 13.8683
11 | 17 | 23 | 7704 | Yes |  | Pwr_7704 |  | 13.8683 | 13.8683 | 13.8683
11 | 18 | 0 | 7705 | Yes |  | Pwr_7705 |  | 13.8683 | 13.8683 | 13.8683
11 | 18 | 1 | 7706 | Yes |  | Pwr_7706 |  | 13.8683 | 13.8683 | 13.8683
11 | 18 | 2 | 7707 | Yes |  | Pwr_7707 |  | 13.8683 | 13.8683 | 13.8683
11 | 18 | 3 | 7708 | Yes |  | Pwr_7708 |  | 13.8683 | 13.8683 | 13.8683
11 | 18 | 4 | 7709 | Yes |  | Pwr_7709 |  | 13.8683 | 13.8683 | 13.8683
11 | 18 | 5 | 7710 | Yes |  | Pwr_7710 |  | 13.8683 | 13.8683 | 13.8683
11 | 18 | 6 | 7711 | Yes |  | Pwr_7711 |  | 13.8683 | 13.8683 | 13.8683
11 | 18 | 7 | 7712 | Yes |  | Pwr_7712 |  | 13.8683 | 13.8683 | 13.8683
11 | 18 | 8 | 7713 | Yes |  | Pwr_7713 |  | 13.8683 | 13.8683 | 13.8683
11 | 18 | 9 | 7714 | Yes |  | Pwr_7714 |  | 13.8683 | 13.8683 | 13.8683
11 | 18 | 10 | 7715 | Yes |  | Pwr_7715 |  | 13.8683 | 13.8683 | 13.8683
11 | 18 | 11 | 7716 | Yes |  | Pwr_7716 |  | 13.8683 | 13.8683 | 13.8683
11 | 18 | 12 | 7717 | Yes |  | Pwr_7717 |  | 13.8683 | 13.8683 | 13.8683
11 | 18 | 13 | 7718 | Yes |  | Pwr_7718 |  | 13.8683 | 13.8683 | 13.8683
11 | 18 | 14 | 7719 | Yes |  | Pwr_7719 |  | 13.8683 | 13.8683 | 13.8683
11 | 18 | 15 | 7720 | Yes |  | Pwr_7720 |  | 13.8683 | 13.8683 | 13.8683
11 | 18 | 16 | 7721 | Yes |  | Pwr_7721 |  | 13.8683 | 13.8683 | 13.8683
11 | 18 | 17 | 7722 | Yes |  | Pwr_7722 |  | 13.8683 | 13.8683 | 13.8683
11 | 18 | 18 | 7723 | Yes |  | Pwr_7723 |  | 13.8683 | 13.8683 | 13.8683
11 | 18 | 19 | 7724 | Yes |  | Pwr_7724 |  | 13.8683 | 13.8683 | 13.8683
11 | 18 | 20 | 7725 | Yes |  | Pwr_7725 |  | 13.8683 | 13.8683 | 13.8683
11 | 18 | 21 | 7726 | Yes |  | Pwr_7726 |  | 13.8683 | 13.8683 | 13.8683
11 | 18 | 22 | 7727 | Yes |  | Pwr_7727 |  | 13.8683 | 13.8683 | 13.8683
11 | 18 | 23 | 7728 | Yes |  | Pwr_7728 |  | 13.8683 | 13.8683 | 13.8683
11 | 19 | 0 | 7729 | Yes |  | Pwr_7729 |  | 13.8683 | 13.8683 | 13.8683
11 | 19 | 1 | 7730 | Yes |  | Pwr_7730 |  | 13.8683 | 13.8683 | 13.8683
11 | 19 | 2 | 7731 | Yes |  | Pwr_7731 |  | 13.8683 | 13.8683 | 13.8683
11 | 19 | 3 | 7732 | Yes |  | Pwr_7732 |  | 13.8683 | 13.8683 | 13.8683
11 | 19 | 4 | 7733 | Yes |  | Pwr_7733 |  | 20.8025 | 20.8025 | 20.8025
11 | 19 | 5 | 7734 | Yes |  | Pwr_7734 |  | 31.2038 | 31.2038 | 31.2038
11 | 19 | 6 | 7735 | Yes |  | Pwr_7735 |  | 40.2182 | 40.2182 | 40.2182
11 | 19 | 7 | 7736 | Yes |  | Pwr_7736 |  | 48.5392 | 48.5392 | 48.5392
11 | 19 | 8 | 7737 | Yes |  | Pwr_7737 |  | 58.9405 | 58.9405 | 58.9405
11 | 19 | 9 | 7738 | Yes |  | Pwr_7738 |  | 71.422 | 71.422 | 71.422
11 | 19 | 10 | 7739 | Yes |  | Pwr_7739 |  | 68.6483 | 68.6483 | 68.6483
11 | 19 | 11 | 7740 | Yes |  | Pwr_7740 |  | 63.7944 | 63.7944 | 63.7944
11 | 19 | 12 | 7741 | Yes |  | Pwr_7741 |  | 65.8746 | 65.8746 | 65.8746
11 | 19 | 13 | 7742 | Yes |  | Pwr_7742 |  | 69.3417 | 69.3417 | 69.3417
11 | 19 | 14 | 7743 | Yes |  | Pwr_7743 |  | 70.7286 | 70.7286 | 70.7286
11 | 19 | 15 | 7744 | Yes |  | Pwr_7744 |  | 71.422 | 71.422 | 71.422
11 | 19 | 16 | 7745 | Yes |  | Pwr_7745 |  | 72.8088 | 72.8088 | 72.8088
11 | 19 | 17 | 7746 | Yes |  | Pwr_7746 |  | 58.9405 | 58.9405 | 58.9405
11 | 19 | 18 | 7747 | Yes |  | Pwr_7747 |  | 48.5392 | 48.5392 | 48.5392
11 | 19 | 19 | 7748 | Yes |  | Pwr_7748 |  | 38.1379 | 38.1379 | 38.1379
11 | 19 | 20 | 7749 | Yes |  | Pwr_7749 |  | 24.2696 | 24.2696 | 24.2696
11 | 19 | 21 | 7750 | Yes |  | Pwr_7750 |  | 13.8683 | 13.8683 | 13.8683
11 | 19 | 22 | 7751 | Yes |  | Pwr_7751 |  | 13.8683 | 13.8683 | 13.8683
11 | 19 | 23 | 7752 | Yes |  | Pwr_7752 |  | 13.8683 | 13.8683 | 13.8683
11 | 20 | 0 | 7753 | Yes |  | Pwr_7753 |  | 13.8683 | 13.8683 | 13.8683
11 | 20 | 1 | 7754 | Yes |  | Pwr_7754 |  | 13.8683 | 13.8683 | 13.8683
11 | 20 | 2 | 7755 | Yes |  | Pwr_7755 |  | 13.8683 | 13.8683 | 13.8683
11 | 20 | 3 | 7756 | Yes |  | Pwr_7756 |  | 13.8683 | 13.8683 | 13.8683
11 | 20 | 4 | 7757 | Yes |  | Pwr_7757 |  | 20.8025 | 20.8025 | 20.8025
11 | 20 | 5 | 7758 | Yes |  | Pwr_7758 |  | 31.2038 | 31.2038 | 31.2038
11 | 20 | 6 | 7759 | Yes |  | Pwr_7759 |  | 40.2182 | 40.2182 | 40.2182
11 | 20 | 7 | 7760 | Yes |  | Pwr_7760 |  | 48.5392 | 48.5392 | 48.5392
11 | 20 | 8 | 7761 | Yes |  | Pwr_7761 |  | 58.9405 | 58.9405 | 58.9405
11 | 20 | 9 | 7762 | Yes |  | Pwr_7762 |  | 71.422 | 71.422 | 71.422
11 | 20 | 10 | 7763 | Yes |  | Pwr_7763 |  | 68.6483 | 68.6483 | 68.6483
11 | 20 | 11 | 7764 | Yes |  | Pwr_7764 |  | 63.7944 | 63.7944 | 63.7944
11 | 20 | 12 | 7765 | Yes |  | Pwr_7765 |  | 65.8746 | 65.8746 | 65.8746
11 | 20 | 13 | 7766 | Yes |  | Pwr_7766 |  | 69.3417 | 69.3417 | 69.3417
11 | 20 | 14 | 7767 | Yes |  | Pwr_7767 |  | 70.7286 | 70.7286 | 70.7286
11 | 20 | 15 | 7768 | Yes |  | Pwr_7768 |  | 71.422 | 71.422 | 71.422
11 | 20 | 16 | 7769 | Yes |  | Pwr_7769 |  | 72.8088 | 72.8088 | 72.8088
11 | 20 | 17 | 7770 | Yes |  | Pwr_7770 |  | 58.9405 | 58.9405 | 58.9405
11 | 20 | 18 | 7771 | Yes |  | Pwr_7771 |  | 48.5392 | 48.5392 | 48.5392
11 | 20 | 19 | 7772 | Yes |  | Pwr_7772 |  | 38.1379 | 38.1379 | 38.1379
11 | 20 | 20 | 7773 | Yes |  | Pwr_7773 |  | 24.2696 | 24.2696 | 24.2696
11 | 20 | 21 | 7774 | Yes |  | Pwr_7774 |  | 13.8683 | 13.8683 | 13.8683
11 | 20 | 22 | 7775 | Yes |  | Pwr_7775 |  | 13.8683 | 13.8683 | 13.8683
11 | 20 | 23 | 7776 | Yes |  | Pwr_7776 |  | 13.8683 | 13.8683 | 13.8683
11 | 21 | 0 | 7777 | Saturday |  | Pwr_7777 |  | 13.8683 | 13.8683 | 13.8683
11 | 21 | 1 | 7778 | Saturday |  | Pwr_7778 |  | 13.8683 | 13.8683 | 13.8683
11 | 21 | 2 | 7779 | Saturday |  | Pwr_7779 |  | 13.8683 | 13.8683 | 13.8683
11 | 21 | 3 | 7780 | Saturday |  | Pwr_7780 |  | 13.8683 | 13.8683 | 13.8683
11 | 21 | 4 | 7781 | Saturday |  | Pwr_7781 |  | 20.8025 | 20.8025 | 20.8025
11 | 21 | 5 | 7782 | Saturday |  | Pwr_7782 |  | 31.2038 | 31.2038 | 31.2038
11 | 21 | 6 | 7783 | Saturday |  | Pwr_7783 |  | 40.2182 | 40.2182 | 40.2182
11 | 21 | 7 | 7784 | Saturday |  | Pwr_7784 |  | 48.5392 | 48.5392 | 48.5392
11 | 21 | 8 | 7785 | Saturday |  | Pwr_7785 |  | 58.9405 | 58.9405 | 58.9405
11 | 21 | 9 | 7786 | Saturday |  | Pwr_7786 |  | 71.422 | 71.422 | 71.422
11 | 21 | 10 | 7787 | Saturday |  | Pwr_7787 |  | 68.6483 | 68.6483 | 68.6483
11 | 21 | 11 | 7788 | Saturday |  | Pwr_7788 |  | 63.7944 | 63.7944 | 63.7944
11 | 21 | 12 | 7789 | Saturday |  | Pwr_7789 |  | 65.8746 | 65.8746 | 65.8746
11 | 21 | 13 | 7790 | Saturday |  | Pwr_7790 |  | 69.3417 | 69.3417 | 69.3417
11 | 21 | 14 | 7791 | Saturday |  | Pwr_7791 |  | 70.7286 | 70.7286 | 70.7286
11 | 21 | 15 | 7792 | Saturday |  | Pwr_7792 |  | 71.422 | 71.422 | 71.422
11 | 21 | 16 | 7793 | Saturday |  | Pwr_7793 |  | 72.8088 | 72.8088 | 72.8088
11 | 21 | 17 | 7794 | Saturday |  | Pwr_7794 |  | 58.9405 | 58.9405 | 58.9405
11 | 21 | 18 | 7795 | Saturday |  | Pwr_7795 |  | 48.5392 | 48.5392 | 48.5392
11 | 21 | 19 | 7796 | Saturday |  | Pwr_7796 |  | 38.1379 | 38.1379 | 38.1379
11 | 21 | 20 | 7797 | Saturday |  | Pwr_7797 |  | 24.2696 | 24.2696 | 24.2696
11 | 21 | 21 | 7798 | Saturday |  | Pwr_7798 |  | 13.8683 | 13.8683 | 13.8683
11 | 21 | 22 | 7799 | Saturday |  | Pwr_7799 |  | 13.8683 | 13.8683 | 13.8683
11 | 21 | 23 | 7800 | Saturday |  | Pwr_7800 |  | 13.8683 | 13.8683 | 13.8683
11 | 22 | 0 | 7801 | Sunday |  | Pwr_7801 |  | 13.8683 | 13.8683 | 13.8683
11 | 22 | 1 | 7802 | Sunday |  | Pwr_7802 |  | 13.8683 | 13.8683 | 13.8683
11 | 22 | 2 | 7803 | Sunday |  | Pwr_7803 |  | 13.8683 | 13.8683 | 13.8683
11 | 22 | 3 | 7804 | Sunday |  | Pwr_7804 |  | 13.8683 | 13.8683 | 13.8683
11 | 22 | 4 | 7805 | Sunday |  | Pwr_7805 |  | 20.8025 | 20.8025 | 20.8025
11 | 22 | 5 | 7806 | Sunday |  | Pwr_7806 |  | 31.2038 | 31.2038 | 31.2038
11 | 22 | 6 | 7807 | Sunday |  | Pwr_7807 |  | 40.2182 | 40.2182 | 40.2182
11 | 22 | 7 | 7808 | Sunday |  | Pwr_7808 |  | 48.5392 | 48.5392 | 48.5392
11 | 22 | 8 | 7809 | Sunday |  | Pwr_7809 |  | 58.9405 | 58.9405 | 58.9405
11 | 22 | 9 | 7810 | Sunday |  | Pwr_7810 |  | 71.422 | 71.422 | 71.422
11 | 22 | 10 | 7811 | Sunday |  | Pwr_7811 |  | 68.6483 | 68.6483 | 68.6483
11 | 22 | 11 | 7812 | Sunday |  | Pwr_7812 |  | 63.7944 | 63.7944 | 63.7944
11 | 22 | 12 | 7813 | Sunday |  | Pwr_7813 |  | 65.8746 | 65.8746 | 65.8746
11 | 22 | 13 | 7814 | Sunday |  | Pwr_7814 |  | 69.3417 | 69.3417 | 69.3417
11 | 22 | 14 | 7815 | Sunday |  | Pwr_7815 |  | 70.7286 | 70.7286 | 70.7286
11 | 22 | 15 | 7816 | Sunday |  | Pwr_7816 |  | 71.422 | 71.422 | 71.422
11 | 22 | 16 | 7817 | Sunday |  | Pwr_7817 |  | 72.8088 | 72.8088 | 72.8088
11 | 22 | 17 | 7818 | Sunday |  | Pwr_7818 |  | 58.9405 | 58.9405 | 58.9405
11 | 22 | 18 | 7819 | Sunday |  | Pwr_7819 |  | 48.5392 | 48.5392 | 48.5392
11 | 22 | 19 | 7820 | Sunday |  | Pwr_7820 |  | 38.1379 | 38.1379 | 38.1379
11 | 22 | 20 | 7821 | Sunday |  | Pwr_7821 |  | 24.2696 | 24.2696 | 24.2696
11 | 22 | 21 | 7822 | Sunday |  | Pwr_7822 |  | 13.8683 | 13.8683 | 13.8683
11 | 22 | 22 | 7823 | Sunday |  | Pwr_7823 |  | 13.8683 | 13.8683 | 13.8683
11 | 22 | 23 | 7824 | Sunday |  | Pwr_7824 |  | 13.8683 | 13.8683 | 13.8683
11 | 23 | 0 | 7825 | Yes |  | Pwr_7825 |  | 13.8683 | 13.8683 | 13.8683
11 | 23 | 1 | 7826 | Yes |  | Pwr_7826 |  | 13.8683 | 13.8683 | 13.8683
11 | 23 | 2 | 7827 | Yes |  | Pwr_7827 |  | 13.8683 | 13.8683 | 13.8683
11 | 23 | 3 | 7828 | Yes |  | Pwr_7828 |  | 13.8683 | 13.8683 | 13.8683
11 | 23 | 4 | 7829 | Yes |  | Pwr_7829 |  | 20.8025 | 20.8025 | 20.8025
11 | 23 | 5 | 7830 | Yes |  | Pwr_7830 |  | 31.2038 | 31.2038 | 31.2038
11 | 23 | 6 | 7831 | Yes |  | Pwr_7831 |  | 40.2182 | 40.2182 | 40.2182
11 | 23 | 7 | 7832 | Yes |  | Pwr_7832 |  | 48.5392 | 48.5392 | 48.5392
11 | 23 | 8 | 7833 | Yes |  | Pwr_7833 |  | 58.9405 | 58.9405 | 58.9405
11 | 23 | 9 | 7834 | Yes |  | Pwr_7834 |  | 71.422 | 71.422 | 71.422
11 | 23 | 10 | 7835 | Yes |  | Pwr_7835 |  | 68.6483 | 68.6483 | 68.6483
11 | 23 | 11 | 7836 | Yes |  | Pwr_7836 |  | 63.7944 | 63.7944 | 63.7944
11 | 23 | 12 | 7837 | Yes |  | Pwr_7837 |  | 65.8746 | 65.8746 | 65.8746
11 | 23 | 13 | 7838 | Yes |  | Pwr_7838 |  | 69.3417 | 69.3417 | 69.3417
11 | 23 | 14 | 7839 | Yes |  | Pwr_7839 |  | 70.7286 | 70.7286 | 70.7286
11 | 23 | 15 | 7840 | Yes |  | Pwr_7840 |  | 71.422 | 71.422 | 71.422
11 | 23 | 16 | 7841 | Yes |  | Pwr_7841 |  | 72.8088 | 72.8088 | 72.8088
11 | 23 | 17 | 7842 | Yes |  | Pwr_7842 |  | 58.9405 | 58.9405 | 58.9405
11 | 23 | 18 | 7843 | Yes |  | Pwr_7843 |  | 48.5392 | 48.5392 | 48.5392
11 | 23 | 19 | 7844 | Yes |  | Pwr_7844 |  | 38.1379 | 38.1379 | 38.1379
11 | 23 | 20 | 7845 | Yes |  | Pwr_7845 |  | 24.2696 | 24.2696 | 24.2696
11 | 23 | 21 | 7846 | Yes |  | Pwr_7846 |  | 13.8683 | 13.8683 | 13.8683
11 | 23 | 22 | 7847 | Yes |  | Pwr_7847 |  | 13.8683 | 13.8683 | 13.8683
11 | 23 | 23 | 7848 | Yes |  | Pwr_7848 |  | 13.8683 | 13.8683 | 13.8683
11 | 24 | 0 | 7849 | Yes |  | Pwr_7849 |  | 13.8683 | 13.8683 | 13.8683
11 | 24 | 1 | 7850 | Yes |  | Pwr_7850 |  | 13.8683 | 13.8683 | 13.8683
11 | 24 | 2 | 7851 | Yes |  | Pwr_7851 |  | 13.8683 | 13.8683 | 13.8683
11 | 24 | 3 | 7852 | Yes |  | Pwr_7852 |  | 13.8683 | 13.8683 | 13.8683
11 | 24 | 4 | 7853 | Yes |  | Pwr_7853 |  | 13.8683 | 13.8683 | 13.8683
11 | 24 | 5 | 7854 | Yes |  | Pwr_7854 |  | 13.8683 | 13.8683 | 13.8683
11 | 24 | 6 | 7855 | Yes |  | Pwr_7855 |  | 13.8683 | 13.8683 | 13.8683
11 | 24 | 7 | 7856 | Yes |  | Pwr_7856 |  | 13.8683 | 13.8683 | 13.8683
11 | 24 | 8 | 7857 | Yes |  | Pwr_7857 |  | 13.8683 | 13.8683 | 13.8683
11 | 24 | 9 | 7858 | Yes |  | Pwr_7858 |  | 13.8683 | 13.8683 | 13.8683
11 | 24 | 10 | 7859 | Yes |  | Pwr_7859 |  | 13.8683 | 13.8683 | 13.8683
11 | 24 | 11 | 7860 | Yes |  | Pwr_7860 |  | 13.8683 | 13.8683 | 13.8683
11 | 24 | 12 | 7861 | Yes |  | Pwr_7861 |  | 13.8683 | 13.8683 | 13.8683
11 | 24 | 13 | 7862 | Yes |  | Pwr_7862 |  | 13.8683 | 13.8683 | 13.8683
11 | 24 | 14 | 7863 | Yes |  | Pwr_7863 |  | 13.8683 | 13.8683 | 13.8683
11 | 24 | 15 | 7864 | Yes |  | Pwr_7864 |  | 13.8683 | 13.8683 | 13.8683
11 | 24 | 16 | 7865 | Yes |  | Pwr_7865 |  | 13.8683 | 13.8683 | 13.8683
11 | 24 | 17 | 7866 | Yes |  | Pwr_7866 |  | 13.8683 | 13.8683 | 13.8683
11 | 24 | 18 | 7867 | Yes |  | Pwr_7867 |  | 13.8683 | 13.8683 | 13.8683
11 | 24 | 19 | 7868 | Yes |  | Pwr_7868 |  | 13.8683 | 13.8683 | 13.8683
11 | 24 | 20 | 7869 | Yes |  | Pwr_7869 |  | 13.8683 | 13.8683 | 13.8683
11 | 24 | 21 | 7870 | Yes |  | Pwr_7870 |  | 13.8683 | 13.8683 | 13.8683
11 | 24 | 22 | 7871 | Yes |  | Pwr_7871 |  | 13.8683 | 13.8683 | 13.8683
11 | 24 | 23 | 7872 | Yes |  | Pwr_7872 |  | 13.8683 | 13.8683 | 13.8683
11 | 25 | 0 | 7873 | Yes |  | Pwr_7873 |  | 13.8683 | 13.8683 | 13.8683
11 | 25 | 1 | 7874 | Yes |  | Pwr_7874 |  | 13.8683 | 13.8683 | 13.8683
11 | 25 | 2 | 7875 | Yes |  | Pwr_7875 |  | 13.8683 | 13.8683 | 13.8683
11 | 25 | 3 | 7876 | Yes |  | Pwr_7876 |  | 13.8683 | 13.8683 | 13.8683
11 | 25 | 4 | 7877 | Yes |  | Pwr_7877 |  | 13.8683 | 13.8683 | 13.8683
11 | 25 | 5 | 7878 | Yes |  | Pwr_7878 |  | 13.8683 | 13.8683 | 13.8683
11 | 25 | 6 | 7879 | Yes |  | Pwr_7879 |  | 13.8683 | 13.8683 | 13.8683
11 | 25 | 7 | 7880 | Yes |  | Pwr_7880 |  | 13.8683 | 13.8683 | 13.8683
11 | 25 | 8 | 7881 | Yes |  | Pwr_7881 |  | 13.8683 | 13.8683 | 13.8683
11 | 25 | 9 | 7882 | Yes |  | Pwr_7882 |  | 13.8683 | 13.8683 | 13.8683
11 | 25 | 10 | 7883 | Yes |  | Pwr_7883 |  | 13.8683 | 13.8683 | 13.8683
11 | 25 | 11 | 7884 | Yes |  | Pwr_7884 |  | 13.8683 | 13.8683 | 13.8683
11 | 25 | 12 | 7885 | Yes |  | Pwr_7885 |  | 13.8683 | 13.8683 | 13.8683
11 | 25 | 13 | 7886 | Yes |  | Pwr_7886 |  | 13.8683 | 13.8683 | 13.8683
11 | 25 | 14 | 7887 | Yes |  | Pwr_7887 |  | 13.8683 | 13.8683 | 13.8683
11 | 25 | 15 | 7888 | Yes |  | Pwr_7888 |  | 13.8683 | 13.8683 | 13.8683
11 | 25 | 16 | 7889 | Yes |  | Pwr_7889 |  | 13.8683 | 13.8683 | 13.8683
11 | 25 | 17 | 7890 | Yes |  | Pwr_7890 |  | 13.8683 | 13.8683 | 13.8683
11 | 25 | 18 | 7891 | Yes |  | Pwr_7891 |  | 13.8683 | 13.8683 | 13.8683
11 | 25 | 19 | 7892 | Yes |  | Pwr_7892 |  | 13.8683 | 13.8683 | 13.8683
11 | 25 | 20 | 7893 | Yes |  | Pwr_7893 |  | 13.8683 | 13.8683 | 13.8683
11 | 25 | 21 | 7894 | Yes |  | Pwr_7894 |  | 13.8683 | 13.8683 | 13.8683
11 | 25 | 22 | 7895 | Yes |  | Pwr_7895 |  | 13.8683 | 13.8683 | 13.8683
11 | 25 | 23 | 7896 | Yes |  | Pwr_7896 |  | 13.8683 | 13.8683 | 13.8683
11 | 26 | 0 | 7897 | Yes |  | Pwr_7897 |  | 13.8683 | 13.8683 | 13.8683
11 | 26 | 1 | 7898 | Yes |  | Pwr_7898 |  | 13.8683 | 13.8683 | 13.8683
11 | 26 | 2 | 7899 | Yes |  | Pwr_7899 |  | 13.8683 | 13.8683 | 13.8683
11 | 26 | 3 | 7900 | Yes |  | Pwr_7900 |  | 13.8683 | 13.8683 | 13.8683
11 | 26 | 4 | 7901 | Yes |  | Pwr_7901 |  | 20.8025 | 20.8025 | 20.8025
11 | 26 | 5 | 7902 | Yes |  | Pwr_7902 |  | 31.2038 | 31.2038 | 31.2038
11 | 26 | 6 | 7903 | Yes |  | Pwr_7903 |  | 40.2182 | 40.2182 | 40.2182
11 | 26 | 7 | 7904 | Yes |  | Pwr_7904 |  | 48.5392 | 48.5392 | 48.5392
11 | 26 | 8 | 7905 | Yes |  | Pwr_7905 |  | 58.9405 | 58.9405 | 58.9405
11 | 26 | 9 | 7906 | Yes |  | Pwr_7906 |  | 71.422 | 71.422 | 71.422
11 | 26 | 10 | 7907 | Yes |  | Pwr_7907 |  | 68.6483 | 68.6483 | 68.6483
11 | 26 | 11 | 7908 | Yes |  | Pwr_7908 |  | 63.7944 | 63.7944 | 63.7944
11 | 26 | 12 | 7909 | Yes |  | Pwr_7909 |  | 65.8746 | 65.8746 | 65.8746
11 | 26 | 13 | 7910 | Yes |  | Pwr_7910 |  | 69.3417 | 69.3417 | 69.3417
11 | 26 | 14 | 7911 | Yes |  | Pwr_7911 |  | 70.7286 | 70.7286 | 70.7286
11 | 26 | 15 | 7912 | Yes |  | Pwr_7912 |  | 71.422 | 71.422 | 71.422
11 | 26 | 16 | 7913 | Yes |  | Pwr_7913 |  | 72.8088 | 72.8088 | 72.8088
11 | 26 | 17 | 7914 | Yes |  | Pwr_7914 |  | 58.9405 | 58.9405 | 58.9405
11 | 26 | 18 | 7915 | Yes |  | Pwr_7915 |  | 48.5392 | 48.5392 | 48.5392
11 | 26 | 19 | 7916 | Yes |  | Pwr_7916 |  | 38.1379 | 38.1379 | 38.1379
11 | 26 | 20 | 7917 | Yes |  | Pwr_7917 |  | 24.2696 | 24.2696 | 24.2696
11 | 26 | 21 | 7918 | Yes |  | Pwr_7918 |  | 13.8683 | 13.8683 | 13.8683
11 | 26 | 22 | 7919 | Yes |  | Pwr_7919 |  | 13.8683 | 13.8683 | 13.8683
11 | 26 | 23 | 7920 | Yes |  | Pwr_7920 |  | 13.8683 | 13.8683 | 13.8683
11 | 27 | 0 | 7921 | Yes |  | Pwr_7921 |  | 13.8683 | 13.8683 | 13.8683
11 | 27 | 1 | 7922 | Yes |  | Pwr_7922 |  | 13.8683 | 13.8683 | 13.8683
11 | 27 | 2 | 7923 | Yes |  | Pwr_7923 |  | 13.8683 | 13.8683 | 13.8683
11 | 27 | 3 | 7924 | Yes |  | Pwr_7924 |  | 13.8683 | 13.8683 | 13.8683
11 | 27 | 4 | 7925 | Yes |  | Pwr_7925 |  | 20.8025 | 20.8025 | 20.8025
11 | 27 | 5 | 7926 | Yes |  | Pwr_7926 |  | 31.2038 | 31.2038 | 31.2038
11 | 27 | 6 | 7927 | Yes |  | Pwr_7927 |  | 40.2182 | 40.2182 | 40.2182
11 | 27 | 7 | 7928 | Yes |  | Pwr_7928 |  | 48.5392 | 48.5392 | 48.5392
11 | 27 | 8 | 7929 | Yes |  | Pwr_7929 |  | 58.9405 | 58.9405 | 58.9405
11 | 27 | 9 | 7930 | Yes |  | Pwr_7930 |  | 71.422 | 71.422 | 71.422
11 | 27 | 10 | 7931 | Yes |  | Pwr_7931 |  | 68.6483 | 68.6483 | 68.6483
11 | 27 | 11 | 7932 | Yes |  | Pwr_7932 |  | 63.7944 | 63.7944 | 63.7944
11 | 27 | 12 | 7933 | Yes |  | Pwr_7933 |  | 65.8746 | 65.8746 | 65.8746
11 | 27 | 13 | 7934 | Yes |  | Pwr_7934 |  | 69.3417 | 69.3417 | 69.3417
11 | 27 | 14 | 7935 | Yes |  | Pwr_7935 |  | 70.7286 | 70.7286 | 70.7286
11 | 27 | 15 | 7936 | Yes |  | Pwr_7936 |  | 71.422 | 71.422 | 71.422
11 | 27 | 16 | 7937 | Yes |  | Pwr_7937 |  | 72.8088 | 72.8088 | 72.8088
11 | 27 | 17 | 7938 | Yes |  | Pwr_7938 |  | 58.9405 | 58.9405 | 58.9405
11 | 27 | 18 | 7939 | Yes |  | Pwr_7939 |  | 48.5392 | 48.5392 | 48.5392
11 | 27 | 19 | 7940 | Yes |  | Pwr_7940 |  | 38.1379 | 38.1379 | 38.1379
11 | 27 | 20 | 7941 | Yes |  | Pwr_7941 |  | 24.2696 | 24.2696 | 24.2696
11 | 27 | 21 | 7942 | Yes |  | Pwr_7942 |  | 13.8683 | 13.8683 | 13.8683
11 | 27 | 22 | 7943 | Yes |  | Pwr_7943 |  | 13.8683 | 13.8683 | 13.8683
11 | 27 | 23 | 7944 | Yes |  | Pwr_7944 |  | 13.8683 | 13.8683 | 13.8683
11 | 28 | 0 | 7945 | Saturday |  | Pwr_7945 |  | 13.8683 | 13.8683 | 13.8683
11 | 28 | 1 | 7946 | Saturday |  | Pwr_7946 |  | 13.8683 | 13.8683 | 13.8683
11 | 28 | 2 | 7947 | Saturday |  | Pwr_7947 |  | 13.8683 | 13.8683 | 13.8683
11 | 28 | 3 | 7948 | Saturday |  | Pwr_7948 |  | 13.8683 | 13.8683 | 13.8683
11 | 28 | 4 | 7949 | Saturday |  | Pwr_7949 |  | 20.8025 | 20.8025 | 20.8025
11 | 28 | 5 | 7950 | Saturday |  | Pwr_7950 |  | 31.2038 | 31.2038 | 31.2038
11 | 28 | 6 | 7951 | Saturday |  | Pwr_7951 |  | 40.2182 | 40.2182 | 40.2182
11 | 28 | 7 | 7952 | Saturday |  | Pwr_7952 |  | 48.5392 | 48.5392 | 48.5392
11 | 28 | 8 | 7953 | Saturday |  | Pwr_7953 |  | 58.9405 | 58.9405 | 58.9405
11 | 28 | 9 | 7954 | Saturday |  | Pwr_7954 |  | 71.422 | 71.422 | 71.422
11 | 28 | 10 | 7955 | Saturday |  | Pwr_7955 |  | 68.6483 | 68.6483 | 68.6483
11 | 28 | 11 | 7956 | Saturday |  | Pwr_7956 |  | 63.7944 | 63.7944 | 63.7944
11 | 28 | 12 | 7957 | Saturday |  | Pwr_7957 |  | 65.8746 | 65.8746 | 65.8746
11 | 28 | 13 | 7958 | Saturday |  | Pwr_7958 |  | 69.3417 | 69.3417 | 69.3417
11 | 28 | 14 | 7959 | Saturday |  | Pwr_7959 |  | 70.7286 | 70.7286 | 70.7286
11 | 28 | 15 | 7960 | Saturday |  | Pwr_7960 |  | 71.422 | 71.422 | 71.422
11 | 28 | 16 | 7961 | Saturday |  | Pwr_7961 |  | 72.8088 | 72.8088 | 72.8088
11 | 28 | 17 | 7962 | Saturday |  | Pwr_7962 |  | 58.9405 | 58.9405 | 58.9405
11 | 28 | 18 | 7963 | Saturday |  | Pwr_7963 |  | 48.5392 | 48.5392 | 48.5392
11 | 28 | 19 | 7964 | Saturday |  | Pwr_7964 |  | 38.1379 | 38.1379 | 38.1379
11 | 28 | 20 | 7965 | Saturday |  | Pwr_7965 |  | 24.2696 | 24.2696 | 24.2696
11 | 28 | 21 | 7966 | Saturday |  | Pwr_7966 |  | 13.8683 | 13.8683 | 13.8683
11 | 28 | 22 | 7967 | Saturday |  | Pwr_7967 |  | 13.8683 | 13.8683 | 13.8683
11 | 28 | 23 | 7968 | Saturday |  | Pwr_7968 |  | 13.8683 | 13.8683 | 13.8683
11 | 29 | 0 | 7969 | Sunday |  | Pwr_7969 |  | 13.8683 | 13.8683 | 13.8683
11 | 29 | 1 | 7970 | Sunday |  | Pwr_7970 |  | 13.8683 | 13.8683 | 13.8683
11 | 29 | 2 | 7971 | Sunday |  | Pwr_7971 |  | 13.8683 | 13.8683 | 13.8683
11 | 29 | 3 | 7972 | Sunday |  | Pwr_7972 |  | 13.8683 | 13.8683 | 13.8683
11 | 29 | 4 | 7973 | Sunday |  | Pwr_7973 |  | 20.8025 | 20.8025 | 20.8025
11 | 29 | 5 | 7974 | Sunday |  | Pwr_7974 |  | 31.2038 | 31.2038 | 31.2038
11 | 29 | 6 | 7975 | Sunday |  | Pwr_7975 |  | 40.2182 | 40.2182 | 40.2182
11 | 29 | 7 | 7976 | Sunday |  | Pwr_7976 |  | 48.5392 | 48.5392 | 48.5392
11 | 29 | 8 | 7977 | Sunday |  | Pwr_7977 |  | 58.9405 | 58.9405 | 58.9405
11 | 29 | 9 | 7978 | Sunday |  | Pwr_7978 |  | 71.422 | 71.422 | 71.422
11 | 29 | 10 | 7979 | Sunday |  | Pwr_7979 |  | 68.6483 | 68.6483 | 68.6483
11 | 29 | 11 | 7980 | Sunday |  | Pwr_7980 |  | 63.7944 | 63.7944 | 63.7944
11 | 29 | 12 | 7981 | Sunday |  | Pwr_7981 |  | 65.8746 | 65.8746 | 65.8746
11 | 29 | 13 | 7982 | Sunday |  | Pwr_7982 |  | 69.3417 | 69.3417 | 69.3417
11 | 29 | 14 | 7983 | Sunday |  | Pwr_7983 |  | 70.7286 | 70.7286 | 70.7286
11 | 29 | 15 | 7984 | Sunday |  | Pwr_7984 |  | 71.422 | 71.422 | 71.422
11 | 29 | 16 | 7985 | Sunday |  | Pwr_7985 |  | 72.8088 | 72.8088 | 72.8088
11 | 29 | 17 | 7986 | Sunday |  | Pwr_7986 |  | 58.9405 | 58.9405 | 58.9405
11 | 29 | 18 | 7987 | Sunday |  | Pwr_7987 |  | 48.5392 | 48.5392 | 48.5392
11 | 29 | 19 | 7988 | Sunday |  | Pwr_7988 |  | 38.1379 | 38.1379 | 38.1379
11 | 29 | 20 | 7989 | Sunday |  | Pwr_7989 |  | 24.2696 | 24.2696 | 24.2696
11 | 29 | 21 | 7990 | Sunday |  | Pwr_7990 |  | 13.8683 | 13.8683 | 13.8683
11 | 29 | 22 | 7991 | Sunday |  | Pwr_7991 |  | 13.8683 | 13.8683 | 13.8683
11 | 29 | 23 | 7992 | Sunday |  | Pwr_7992 |  | 13.8683 | 13.8683 | 13.8683
11 | 30 | 0 | 7993 | Yes |  | Pwr_7993 |  | 13.8683 | 13.8683 | 13.8683
11 | 30 | 1 | 7994 | Yes |  | Pwr_7994 |  | 13.8683 | 13.8683 | 13.8683
11 | 30 | 2 | 7995 | Yes |  | Pwr_7995 |  | 13.8683 | 13.8683 | 13.8683
11 | 30 | 3 | 7996 | Yes |  | Pwr_7996 |  | 13.8683 | 13.8683 | 13.8683
11 | 30 | 4 | 7997 | Yes |  | Pwr_7997 |  | 20.8025 | 20.8025 | 20.8025
11 | 30 | 5 | 7998 | Yes |  | Pwr_7998 |  | 31.2038 | 31.2038 | 31.2038
11 | 30 | 6 | 7999 | Yes |  | Pwr_7999 |  | 40.2182 | 40.2182 | 40.2182
11 | 30 | 7 | 8000 | Yes |  | Pwr_8000 |  | 48.5392 | 48.5392 | 48.5392
11 | 30 | 8 | 8001 | Yes |  | Pwr_8001 |  | 58.9405 | 58.9405 | 58.9405
11 | 30 | 9 | 8002 | Yes |  | Pwr_8002 |  | 71.422 | 71.422 | 71.422
11 | 30 | 10 | 8003 | Yes |  | Pwr_8003 |  | 68.6483 | 68.6483 | 68.6483
11 | 30 | 11 | 8004 | Yes |  | Pwr_8004 |  | 63.7944 | 63.7944 | 63.7944
11 | 30 | 12 | 8005 | Yes |  | Pwr_8005 |  | 65.8746 | 65.8746 | 65.8746
11 | 30 | 13 | 8006 | Yes |  | Pwr_8006 |  | 69.3417 | 69.3417 | 69.3417
11 | 30 | 14 | 8007 | Yes |  | Pwr_8007 |  | 70.7286 | 70.7286 | 70.7286
11 | 30 | 15 | 8008 | Yes |  | Pwr_8008 |  | 71.422 | 71.422 | 71.422
11 | 30 | 16 | 8009 | Yes |  | Pwr_8009 |  | 72.8088 | 72.8088 | 72.8088
11 | 30 | 17 | 8010 | Yes |  | Pwr_8010 |  | 58.9405 | 58.9405 | 58.9405
11 | 30 | 18 | 8011 | Yes |  | Pwr_8011 |  | 48.5392 | 48.5392 | 48.5392
11 | 30 | 19 | 8012 | Yes |  | Pwr_8012 |  | 38.1379 | 38.1379 | 38.1379
11 | 30 | 20 | 8013 | Yes |  | Pwr_8013 |  | 24.2696 | 24.2696 | 24.2696
11 | 30 | 21 | 8014 | Yes |  | Pwr_8014 |  | 13.8683 | 13.8683 | 13.8683
11 | 30 | 22 | 8015 | Yes |  | Pwr_8015 |  | 13.8683 | 13.8683 | 13.8683
11 | 30 | 23 | 8016 | Yes |  | Pwr_8016 |  | 13.8683 | 13.8683 | 13.8683
12 | 1 | 0 | 8017 | Sunday |  | Pwr_8017 |  | 13.8683 | 13.8683 | 13.8683
12 | 1 | 1 | 8018 | Sunday |  | Pwr_8018 |  | 13.8683 | 13.8683 | 13.8683
12 | 1 | 2 | 8019 | Sunday |  | Pwr_8019 |  | 13.8683 | 13.8683 | 13.8683
12 | 1 | 3 | 8020 | Sunday |  | Pwr_8020 |  | 13.8683 | 13.8683 | 13.8683
12 | 1 | 4 | 8021 | Sunday |  | Pwr_8021 |  | 13.8683 | 13.8683 | 13.8683
12 | 1 | 5 | 8022 | Sunday |  | Pwr_8022 |  | 13.8683 | 13.8683 | 13.8683
12 | 1 | 6 | 8023 | Sunday |  | Pwr_8023 |  | 13.8683 | 13.8683 | 13.8683
12 | 1 | 7 | 8024 | Sunday |  | Pwr_8024 |  | 13.8683 | 13.8683 | 13.8683
12 | 1 | 8 | 8025 | Sunday |  | Pwr_8025 |  | 13.8683 | 13.8683 | 13.8683
12 | 1 | 9 | 8026 | Sunday |  | Pwr_8026 |  | 13.8683 | 13.8683 | 13.8683
12 | 1 | 10 | 8027 | Sunday |  | Pwr_8027 |  | 13.8683 | 13.8683 | 13.8683
12 | 1 | 11 | 8028 | Sunday |  | Pwr_8028 |  | 13.8683 | 13.8683 | 13.8683
12 | 1 | 12 | 8029 | Sunday |  | Pwr_8029 |  | 13.8683 | 13.8683 | 13.8683
12 | 1 | 13 | 8030 | Sunday |  | Pwr_8030 |  | 13.8683 | 13.8683 | 13.8683
12 | 1 | 14 | 8031 | Sunday |  | Pwr_8031 |  | 13.8683 | 13.8683 | 13.8683
12 | 1 | 15 | 8032 | Sunday |  | Pwr_8032 |  | 13.8683 | 13.8683 | 13.8683
12 | 1 | 16 | 8033 | Sunday |  | Pwr_8033 |  | 13.8683 | 13.8683 | 13.8683
12 | 1 | 17 | 8034 | Sunday |  | Pwr_8034 |  | 13.8683 | 13.8683 | 13.8683
12 | 1 | 18 | 8035 | Sunday |  | Pwr_8035 |  | 13.8683 | 13.8683 | 13.8683
12 | 1 | 19 | 8036 | Sunday |  | Pwr_8036 |  | 13.8683 | 13.8683 | 13.8683
12 | 1 | 20 | 8037 | Sunday |  | Pwr_8037 |  | 13.8683 | 13.8683 | 13.8683
12 | 1 | 21 | 8038 | Sunday |  | Pwr_8038 |  | 13.8683 | 13.8683 | 13.8683
12 | 1 | 22 | 8039 | Sunday |  | Pwr_8039 |  | 13.8683 | 13.8683 | 13.8683
12 | 1 | 23 | 8040 | Sunday |  | Pwr_8040 |  | 13.8683 | 13.8683 | 13.8683
12 | 2 | 0 | 8041 | Yes |  | Pwr_8041 |  | 13.8683 | 13.8683 | 13.8683
12 | 2 | 1 | 8042 | Yes |  | Pwr_8042 |  | 13.8683 | 13.8683 | 13.8683
12 | 2 | 2 | 8043 | Yes |  | Pwr_8043 |  | 13.8683 | 13.8683 | 13.8683
12 | 2 | 3 | 8044 | Yes |  | Pwr_8044 |  | 13.8683 | 13.8683 | 13.8683
12 | 2 | 4 | 8045 | Yes |  | Pwr_8045 |  | 13.8683 | 13.8683 | 13.8683
12 | 2 | 5 | 8046 | Yes |  | Pwr_8046 |  | 13.8683 | 13.8683 | 13.8683
12 | 2 | 6 | 8047 | Yes |  | Pwr_8047 |  | 13.8683 | 13.8683 | 13.8683
12 | 2 | 7 | 8048 | Yes |  | Pwr_8048 |  | 13.8683 | 13.8683 | 13.8683
12 | 2 | 8 | 8049 | Yes |  | Pwr_8049 |  | 13.8683 | 13.8683 | 13.8683
12 | 2 | 9 | 8050 | Yes |  | Pwr_8050 |  | 13.8683 | 13.8683 | 13.8683
12 | 2 | 10 | 8051 | Yes |  | Pwr_8051 |  | 13.8683 | 13.8683 | 13.8683
12 | 2 | 11 | 8052 | Yes |  | Pwr_8052 |  | 13.8683 | 13.8683 | 13.8683
12 | 2 | 12 | 8053 | Yes |  | Pwr_8053 |  | 13.8683 | 13.8683 | 13.8683
12 | 2 | 13 | 8054 | Yes |  | Pwr_8054 |  | 13.8683 | 13.8683 | 13.8683
12 | 2 | 14 | 8055 | Yes |  | Pwr_8055 |  | 13.8683 | 13.8683 | 13.8683
12 | 2 | 15 | 8056 | Yes |  | Pwr_8056 |  | 13.8683 | 13.8683 | 13.8683
12 | 2 | 16 | 8057 | Yes |  | Pwr_8057 |  | 13.8683 | 13.8683 | 13.8683
12 | 2 | 17 | 8058 | Yes |  | Pwr_8058 |  | 13.8683 | 13.8683 | 13.8683
12 | 2 | 18 | 8059 | Yes |  | Pwr_8059 |  | 13.8683 | 13.8683 | 13.8683
12 | 2 | 19 | 8060 | Yes |  | Pwr_8060 |  | 13.8683 | 13.8683 | 13.8683
12 | 2 | 20 | 8061 | Yes |  | Pwr_8061 |  | 13.8683 | 13.8683 | 13.8683
12 | 2 | 21 | 8062 | Yes |  | Pwr_8062 |  | 13.8683 | 13.8683 | 13.8683
12 | 2 | 22 | 8063 | Yes |  | Pwr_8063 |  | 13.8683 | 13.8683 | 13.8683
12 | 2 | 23 | 8064 | Yes |  | Pwr_8064 |  | 13.8683 | 13.8683 | 13.8683
12 | 3 | 0 | 8065 | Yes |  | Pwr_8065 |  | 13.8683 | 13.8683 | 13.8683
12 | 3 | 1 | 8066 | Yes |  | Pwr_8066 |  | 13.8683 | 13.8683 | 13.8683
12 | 3 | 2 | 8067 | Yes |  | Pwr_8067 |  | 13.8683 | 13.8683 | 13.8683
12 | 3 | 3 | 8068 | Yes |  | Pwr_8068 |  | 13.8683 | 13.8683 | 13.8683
12 | 3 | 4 | 8069 | Yes |  | Pwr_8069 |  | 20.8025 | 20.8025 | 20.8025
12 | 3 | 5 | 8070 | Yes |  | Pwr_8070 |  | 31.2038 | 31.2038 | 31.2038
12 | 3 | 6 | 8071 | Yes |  | Pwr_8071 |  | 40.2182 | 40.2182 | 40.2182
12 | 3 | 7 | 8072 | Yes |  | Pwr_8072 |  | 48.5392 | 48.5392 | 48.5392
12 | 3 | 8 | 8073 | Yes |  | Pwr_8073 |  | 58.9405 | 58.9405 | 58.9405
12 | 3 | 9 | 8074 | Yes |  | Pwr_8074 |  | 71.422 | 71.422 | 71.422
12 | 3 | 10 | 8075 | Yes |  | Pwr_8075 |  | 68.6483 | 68.6483 | 68.6483
12 | 3 | 11 | 8076 | Yes |  | Pwr_8076 |  | 63.7944 | 63.7944 | 63.7944
12 | 3 | 12 | 8077 | Yes |  | Pwr_8077 |  | 65.8746 | 65.8746 | 65.8746
12 | 3 | 13 | 8078 | Yes |  | Pwr_8078 |  | 69.3417 | 69.3417 | 69.3417
12 | 3 | 14 | 8079 | Yes |  | Pwr_8079 |  | 70.7286 | 70.7286 | 70.7286
12 | 3 | 15 | 8080 | Yes |  | Pwr_8080 |  | 71.422 | 71.422 | 71.422
12 | 3 | 16 | 8081 | Yes |  | Pwr_8081 |  | 72.8088 | 72.8088 | 72.8088
12 | 3 | 17 | 8082 | Yes |  | Pwr_8082 |  | 58.9405 | 58.9405 | 58.9405
12 | 3 | 18 | 8083 | Yes |  | Pwr_8083 |  | 48.5392 | 48.5392 | 48.5392
12 | 3 | 19 | 8084 | Yes |  | Pwr_8084 |  | 38.1379 | 38.1379 | 38.1379
12 | 3 | 20 | 8085 | Yes |  | Pwr_8085 |  | 24.2696 | 24.2696 | 24.2696
12 | 3 | 21 | 8086 | Yes |  | Pwr_8086 |  | 13.8683 | 13.8683 | 13.8683
12 | 3 | 22 | 8087 | Yes |  | Pwr_8087 |  | 13.8683 | 13.8683 | 13.8683
12 | 3 | 23 | 8088 | Yes |  | Pwr_8088 |  | 13.8683 | 13.8683 | 13.8683
12 | 4 | 0 | 8089 | Yes |  | Pwr_8089 |  | 13.8683 | 13.8683 | 13.8683
12 | 4 | 1 | 8090 | Yes |  | Pwr_8090 |  | 13.8683 | 13.8683 | 13.8683
12 | 4 | 2 | 8091 | Yes |  | Pwr_8091 |  | 13.8683 | 13.8683 | 13.8683
12 | 4 | 3 | 8092 | Yes |  | Pwr_8092 |  | 13.8683 | 13.8683 | 13.8683
12 | 4 | 4 | 8093 | Yes |  | Pwr_8093 |  | 20.8025 | 20.8025 | 20.8025
12 | 4 | 5 | 8094 | Yes |  | Pwr_8094 |  | 31.2038 | 31.2038 | 31.2038
12 | 4 | 6 | 8095 | Yes |  | Pwr_8095 |  | 40.2182 | 40.2182 | 40.2182
12 | 4 | 7 | 8096 | Yes |  | Pwr_8096 |  | 48.5392 | 48.5392 | 48.5392
12 | 4 | 8 | 8097 | Yes |  | Pwr_8097 |  | 58.9405 | 58.9405 | 58.9405
12 | 4 | 9 | 8098 | Yes |  | Pwr_8098 |  | 71.422 | 71.422 | 71.422
12 | 4 | 10 | 8099 | Yes |  | Pwr_8099 |  | 68.6483 | 68.6483 | 68.6483
12 | 4 | 11 | 8100 | Yes |  | Pwr_8100 |  | 63.7944 | 63.7944 | 63.7944
12 | 4 | 12 | 8101 | Yes |  | Pwr_8101 |  | 65.8746 | 65.8746 | 65.8746
12 | 4 | 13 | 8102 | Yes |  | Pwr_8102 |  | 69.3417 | 69.3417 | 69.3417
12 | 4 | 14 | 8103 | Yes |  | Pwr_8103 |  | 70.7286 | 70.7286 | 70.7286
12 | 4 | 15 | 8104 | Yes |  | Pwr_8104 |  | 71.422 | 71.422 | 71.422
12 | 4 | 16 | 8105 | Yes |  | Pwr_8105 |  | 72.8088 | 72.8088 | 72.8088
12 | 4 | 17 | 8106 | Yes |  | Pwr_8106 |  | 58.9405 | 58.9405 | 58.9405
12 | 4 | 18 | 8107 | Yes |  | Pwr_8107 |  | 48.5392 | 48.5392 | 48.5392
12 | 4 | 19 | 8108 | Yes |  | Pwr_8108 |  | 38.1379 | 38.1379 | 38.1379
12 | 4 | 20 | 8109 | Yes |  | Pwr_8109 |  | 24.2696 | 24.2696 | 24.2696
12 | 4 | 21 | 8110 | Yes |  | Pwr_8110 |  | 13.8683 | 13.8683 | 13.8683
12 | 4 | 22 | 8111 | Yes |  | Pwr_8111 |  | 13.8683 | 13.8683 | 13.8683
12 | 4 | 23 | 8112 | Yes |  | Pwr_8112 |  | 13.8683 | 13.8683 | 13.8683
12 | 5 | 0 | 8113 | Yes |  | Pwr_8113 |  | 13.8683 | 13.8683 | 13.8683
12 | 5 | 1 | 8114 | Yes |  | Pwr_8114 |  | 13.8683 | 13.8683 | 13.8683
12 | 5 | 2 | 8115 | Yes |  | Pwr_8115 |  | 13.8683 | 13.8683 | 13.8683
12 | 5 | 3 | 8116 | Yes |  | Pwr_8116 |  | 13.8683 | 13.8683 | 13.8683
12 | 5 | 4 | 8117 | Yes |  | Pwr_8117 |  | 20.8025 | 20.8025 | 20.8025
12 | 5 | 5 | 8118 | Yes |  | Pwr_8118 |  | 31.2038 | 31.2038 | 31.2038
12 | 5 | 6 | 8119 | Yes |  | Pwr_8119 |  | 40.2182 | 40.2182 | 40.2182
12 | 5 | 7 | 8120 | Yes |  | Pwr_8120 |  | 48.5392 | 48.5392 | 48.5392
12 | 5 | 8 | 8121 | Yes |  | Pwr_8121 |  | 58.9405 | 58.9405 | 58.9405
12 | 5 | 9 | 8122 | Yes |  | Pwr_8122 |  | 71.422 | 71.422 | 71.422
12 | 5 | 10 | 8123 | Yes |  | Pwr_8123 |  | 68.6483 | 68.6483 | 68.6483
12 | 5 | 11 | 8124 | Yes |  | Pwr_8124 |  | 63.7944 | 63.7944 | 63.7944
12 | 5 | 12 | 8125 | Yes |  | Pwr_8125 |  | 65.8746 | 65.8746 | 65.8746
12 | 5 | 13 | 8126 | Yes |  | Pwr_8126 |  | 69.3417 | 69.3417 | 69.3417
12 | 5 | 14 | 8127 | Yes |  | Pwr_8127 |  | 70.7286 | 70.7286 | 70.7286
12 | 5 | 15 | 8128 | Yes |  | Pwr_8128 |  | 71.422 | 71.422 | 71.422
12 | 5 | 16 | 8129 | Yes |  | Pwr_8129 |  | 72.8088 | 72.8088 | 72.8088
12 | 5 | 17 | 8130 | Yes |  | Pwr_8130 |  | 58.9405 | 58.9405 | 58.9405
12 | 5 | 18 | 8131 | Yes |  | Pwr_8131 |  | 48.5392 | 48.5392 | 48.5392
12 | 5 | 19 | 8132 | Yes |  | Pwr_8132 |  | 38.1379 | 38.1379 | 38.1379
12 | 5 | 20 | 8133 | Yes |  | Pwr_8133 |  | 24.2696 | 24.2696 | 24.2696
12 | 5 | 21 | 8134 | Yes |  | Pwr_8134 |  | 13.8683 | 13.8683 | 13.8683
12 | 5 | 22 | 8135 | Yes |  | Pwr_8135 |  | 13.8683 | 13.8683 | 13.8683
12 | 5 | 23 | 8136 | Yes |  | Pwr_8136 |  | 13.8683 | 13.8683 | 13.8683
12 | 6 | 0 | 8137 | Yes |  | Pwr_8137 |  | 13.8683 | 13.8683 | 13.8683
12 | 6 | 1 | 8138 | Yes |  | Pwr_8138 |  | 13.8683 | 13.8683 | 13.8683
12 | 6 | 2 | 8139 | Yes |  | Pwr_8139 |  | 13.8683 | 13.8683 | 13.8683
12 | 6 | 3 | 8140 | Yes |  | Pwr_8140 |  | 13.8683 | 13.8683 | 13.8683
12 | 6 | 4 | 8141 | Yes |  | Pwr_8141 |  | 20.8025 | 20.8025 | 20.8025
12 | 6 | 5 | 8142 | Yes |  | Pwr_8142 |  | 31.2038 | 31.2038 | 31.2038
12 | 6 | 6 | 8143 | Yes |  | Pwr_8143 |  | 40.2182 | 40.2182 | 40.2182
12 | 6 | 7 | 8144 | Yes |  | Pwr_8144 |  | 48.5392 | 48.5392 | 48.5392
12 | 6 | 8 | 8145 | Yes |  | Pwr_8145 |  | 58.9405 | 58.9405 | 58.9405
12 | 6 | 9 | 8146 | Yes |  | Pwr_8146 |  | 71.422 | 71.422 | 71.422
12 | 6 | 10 | 8147 | Yes |  | Pwr_8147 |  | 68.6483 | 68.6483 | 68.6483
12 | 6 | 11 | 8148 | Yes |  | Pwr_8148 |  | 63.7944 | 63.7944 | 63.7944
12 | 6 | 12 | 8149 | Yes |  | Pwr_8149 |  | 65.8746 | 65.8746 | 65.8746
12 | 6 | 13 | 8150 | Yes |  | Pwr_8150 |  | 69.3417 | 69.3417 | 69.3417
12 | 6 | 14 | 8151 | Yes |  | Pwr_8151 |  | 70.7286 | 70.7286 | 70.7286
12 | 6 | 15 | 8152 | Yes |  | Pwr_8152 |  | 71.422 | 71.422 | 71.422
12 | 6 | 16 | 8153 | Yes |  | Pwr_8153 |  | 72.8088 | 72.8088 | 72.8088
12 | 6 | 17 | 8154 | Yes |  | Pwr_8154 |  | 58.9405 | 58.9405 | 58.9405
12 | 6 | 18 | 8155 | Yes |  | Pwr_8155 |  | 48.5392 | 48.5392 | 48.5392
12 | 6 | 19 | 8156 | Yes |  | Pwr_8156 |  | 38.1379 | 38.1379 | 38.1379
12 | 6 | 20 | 8157 | Yes |  | Pwr_8157 |  | 24.2696 | 24.2696 | 24.2696
12 | 6 | 21 | 8158 | Yes |  | Pwr_8158 |  | 13.8683 | 13.8683 | 13.8683
12 | 6 | 22 | 8159 | Yes |  | Pwr_8159 |  | 13.8683 | 13.8683 | 13.8683
12 | 6 | 23 | 8160 | Yes |  | Pwr_8160 |  | 13.8683 | 13.8683 | 13.8683
12 | 7 | 0 | 8161 | Saturday |  | Pwr_8161 |  | 13.8683 | 13.8683 | 13.8683
12 | 7 | 1 | 8162 | Saturday |  | Pwr_8162 |  | 13.8683 | 13.8683 | 13.8683
12 | 7 | 2 | 8163 | Saturday |  | Pwr_8163 |  | 13.8683 | 13.8683 | 13.8683
12 | 7 | 3 | 8164 | Saturday |  | Pwr_8164 |  | 13.8683 | 13.8683 | 13.8683
12 | 7 | 4 | 8165 | Saturday |  | Pwr_8165 |  | 20.8025 | 20.8025 | 20.8025
12 | 7 | 5 | 8166 | Saturday |  | Pwr_8166 |  | 31.2038 | 31.2038 | 31.2038
12 | 7 | 6 | 8167 | Saturday |  | Pwr_8167 |  | 40.2182 | 40.2182 | 40.2182
12 | 7 | 7 | 8168 | Saturday |  | Pwr_8168 |  | 48.5392 | 48.5392 | 48.5392
12 | 7 | 8 | 8169 | Saturday |  | Pwr_8169 |  | 58.9405 | 58.9405 | 58.9405
12 | 7 | 9 | 8170 | Saturday |  | Pwr_8170 |  | 71.422 | 71.422 | 71.422
12 | 7 | 10 | 8171 | Saturday |  | Pwr_8171 |  | 68.6483 | 68.6483 | 68.6483
12 | 7 | 11 | 8172 | Saturday |  | Pwr_8172 |  | 63.7944 | 63.7944 | 63.7944
12 | 7 | 12 | 8173 | Saturday |  | Pwr_8173 |  | 65.8746 | 65.8746 | 65.8746
12 | 7 | 13 | 8174 | Saturday |  | Pwr_8174 |  | 69.3417 | 69.3417 | 69.3417
12 | 7 | 14 | 8175 | Saturday |  | Pwr_8175 |  | 70.7286 | 70.7286 | 70.7286
12 | 7 | 15 | 8176 | Saturday |  | Pwr_8176 |  | 71.422 | 71.422 | 71.422
12 | 7 | 16 | 8177 | Saturday |  | Pwr_8177 |  | 72.8088 | 72.8088 | 72.8088
12 | 7 | 17 | 8178 | Saturday |  | Pwr_8178 |  | 58.9405 | 58.9405 | 58.9405
12 | 7 | 18 | 8179 | Saturday |  | Pwr_8179 |  | 48.5392 | 48.5392 | 48.5392
12 | 7 | 19 | 8180 | Saturday |  | Pwr_8180 |  | 38.1379 | 38.1379 | 38.1379
12 | 7 | 20 | 8181 | Saturday |  | Pwr_8181 |  | 24.2696 | 24.2696 | 24.2696
12 | 7 | 21 | 8182 | Saturday |  | Pwr_8182 |  | 13.8683 | 13.8683 | 13.8683
12 | 7 | 22 | 8183 | Saturday |  | Pwr_8183 |  | 13.8683 | 13.8683 | 13.8683
12 | 7 | 23 | 8184 | Saturday |  | Pwr_8184 |  | 13.8683 | 13.8683 | 13.8683
12 | 8 | 0 | 8185 | Sunday |  | Pwr_8185 |  | 13.8683 | 13.8683 | 13.8683
12 | 8 | 1 | 8186 | Sunday |  | Pwr_8186 |  | 13.8683 | 13.8683 | 13.8683
12 | 8 | 2 | 8187 | Sunday |  | Pwr_8187 |  | 13.8683 | 13.8683 | 13.8683
12 | 8 | 3 | 8188 | Sunday |  | Pwr_8188 |  | 13.8683 | 13.8683 | 13.8683
12 | 8 | 4 | 8189 | Sunday |  | Pwr_8189 |  | 13.8683 | 13.8683 | 13.8683
12 | 8 | 5 | 8190 | Sunday |  | Pwr_8190 |  | 13.8683 | 13.8683 | 13.8683
12 | 8 | 6 | 8191 | Sunday |  | Pwr_8191 |  | 13.8683 | 13.8683 | 13.8683
12 | 8 | 7 | 8192 | Sunday |  | Pwr_8192 |  | 13.8683 | 13.8683 | 13.8683
12 | 8 | 8 | 8193 | Sunday |  | Pwr_8193 |  | 13.8683 | 13.8683 | 13.8683
12 | 8 | 9 | 8194 | Sunday |  | Pwr_8194 |  | 13.8683 | 13.8683 | 13.8683
12 | 8 | 10 | 8195 | Sunday |  | Pwr_8195 |  | 13.8683 | 13.8683 | 13.8683
12 | 8 | 11 | 8196 | Sunday |  | Pwr_8196 |  | 13.8683 | 13.8683 | 13.8683
12 | 8 | 12 | 8197 | Sunday |  | Pwr_8197 |  | 13.8683 | 13.8683 | 13.8683
12 | 8 | 13 | 8198 | Sunday |  | Pwr_8198 |  | 13.8683 | 13.8683 | 13.8683
12 | 8 | 14 | 8199 | Sunday |  | Pwr_8199 |  | 13.8683 | 13.8683 | 13.8683
12 | 8 | 15 | 8200 | Sunday |  | Pwr_8200 |  | 13.8683 | 13.8683 | 13.8683
12 | 8 | 16 | 8201 | Sunday |  | Pwr_8201 |  | 13.8683 | 13.8683 | 13.8683
12 | 8 | 17 | 8202 | Sunday |  | Pwr_8202 |  | 13.8683 | 13.8683 | 13.8683
12 | 8 | 18 | 8203 | Sunday |  | Pwr_8203 |  | 13.8683 | 13.8683 | 13.8683
12 | 8 | 19 | 8204 | Sunday |  | Pwr_8204 |  | 13.8683 | 13.8683 | 13.8683
12 | 8 | 20 | 8205 | Sunday |  | Pwr_8205 |  | 13.8683 | 13.8683 | 13.8683
12 | 8 | 21 | 8206 | Sunday |  | Pwr_8206 |  | 13.8683 | 13.8683 | 13.8683
12 | 8 | 22 | 8207 | Sunday |  | Pwr_8207 |  | 13.8683 | 13.8683 | 13.8683
12 | 8 | 23 | 8208 | Sunday |  | Pwr_8208 |  | 13.8683 | 13.8683 | 13.8683
12 | 9 | 0 | 8209 | Yes |  | Pwr_8209 |  | 13.8683 | 13.8683 | 13.8683
12 | 9 | 1 | 8210 | Yes |  | Pwr_8210 |  | 13.8683 | 13.8683 | 13.8683
12 | 9 | 2 | 8211 | Yes |  | Pwr_8211 |  | 13.8683 | 13.8683 | 13.8683
12 | 9 | 3 | 8212 | Yes |  | Pwr_8212 |  | 13.8683 | 13.8683 | 13.8683
12 | 9 | 4 | 8213 | Yes |  | Pwr_8213 |  | 13.8683 | 13.8683 | 13.8683
12 | 9 | 5 | 8214 | Yes |  | Pwr_8214 |  | 13.8683 | 13.8683 | 13.8683
12 | 9 | 6 | 8215 | Yes |  | Pwr_8215 |  | 13.8683 | 13.8683 | 13.8683
12 | 9 | 7 | 8216 | Yes |  | Pwr_8216 |  | 13.8683 | 13.8683 | 13.8683
12 | 9 | 8 | 8217 | Yes |  | Pwr_8217 |  | 13.8683 | 13.8683 | 13.8683
12 | 9 | 9 | 8218 | Yes |  | Pwr_8218 |  | 13.8683 | 13.8683 | 13.8683
12 | 9 | 10 | 8219 | Yes |  | Pwr_8219 |  | 13.8683 | 13.8683 | 13.8683
12 | 9 | 11 | 8220 | Yes |  | Pwr_8220 |  | 13.8683 | 13.8683 | 13.8683
12 | 9 | 12 | 8221 | Yes |  | Pwr_8221 |  | 13.8683 | 13.8683 | 13.8683
12 | 9 | 13 | 8222 | Yes |  | Pwr_8222 |  | 13.8683 | 13.8683 | 13.8683
12 | 9 | 14 | 8223 | Yes |  | Pwr_8223 |  | 13.8683 | 13.8683 | 13.8683
12 | 9 | 15 | 8224 | Yes |  | Pwr_8224 |  | 13.8683 | 13.8683 | 13.8683
12 | 9 | 16 | 8225 | Yes |  | Pwr_8225 |  | 13.8683 | 13.8683 | 13.8683
12 | 9 | 17 | 8226 | Yes |  | Pwr_8226 |  | 13.8683 | 13.8683 | 13.8683
12 | 9 | 18 | 8227 | Yes |  | Pwr_8227 |  | 13.8683 | 13.8683 | 13.8683
12 | 9 | 19 | 8228 | Yes |  | Pwr_8228 |  | 13.8683 | 13.8683 | 13.8683
12 | 9 | 20 | 8229 | Yes |  | Pwr_8229 |  | 13.8683 | 13.8683 | 13.8683
12 | 9 | 21 | 8230 | Yes |  | Pwr_8230 |  | 13.8683 | 13.8683 | 13.8683
12 | 9 | 22 | 8231 | Yes |  | Pwr_8231 |  | 13.8683 | 13.8683 | 13.8683
12 | 9 | 23 | 8232 | Yes |  | Pwr_8232 |  | 13.8683 | 13.8683 | 13.8683
12 | 10 | 0 | 8233 | Yes |  | Pwr_8233 |  | 13.8683 | 13.8683 | 13.8683
12 | 10 | 1 | 8234 | Yes |  | Pwr_8234 |  | 13.8683 | 13.8683 | 13.8683
12 | 10 | 2 | 8235 | Yes |  | Pwr_8235 |  | 13.8683 | 13.8683 | 13.8683
12 | 10 | 3 | 8236 | Yes |  | Pwr_8236 |  | 13.8683 | 13.8683 | 13.8683
12 | 10 | 4 | 8237 | Yes |  | Pwr_8237 |  | 20.8025 | 20.8025 | 20.8025
12 | 10 | 5 | 8238 | Yes |  | Pwr_8238 |  | 31.2038 | 31.2038 | 31.2038
12 | 10 | 6 | 8239 | Yes |  | Pwr_8239 |  | 40.2182 | 40.2182 | 40.2182
12 | 10 | 7 | 8240 | Yes |  | Pwr_8240 |  | 48.5392 | 48.5392 | 48.5392
12 | 10 | 8 | 8241 | Yes |  | Pwr_8241 |  | 58.9405 | 58.9405 | 58.9405
12 | 10 | 9 | 8242 | Yes |  | Pwr_8242 |  | 71.422 | 71.422 | 71.422
12 | 10 | 10 | 8243 | Yes |  | Pwr_8243 |  | 68.6483 | 68.6483 | 68.6483
12 | 10 | 11 | 8244 | Yes |  | Pwr_8244 |  | 63.7944 | 63.7944 | 63.7944
12 | 10 | 12 | 8245 | Yes |  | Pwr_8245 |  | 65.8746 | 65.8746 | 65.8746
12 | 10 | 13 | 8246 | Yes |  | Pwr_8246 |  | 69.3417 | 69.3417 | 69.3417
12 | 10 | 14 | 8247 | Yes |  | Pwr_8247 |  | 70.7286 | 70.7286 | 70.7286
12 | 10 | 15 | 8248 | Yes |  | Pwr_8248 |  | 71.422 | 71.422 | 71.422
12 | 10 | 16 | 8249 | Yes |  | Pwr_8249 |  | 72.8088 | 72.8088 | 72.8088
12 | 10 | 17 | 8250 | Yes |  | Pwr_8250 |  | 58.9405 | 58.9405 | 58.9405
12 | 10 | 18 | 8251 | Yes |  | Pwr_8251 |  | 48.5392 | 48.5392 | 48.5392
12 | 10 | 19 | 8252 | Yes |  | Pwr_8252 |  | 38.1379 | 38.1379 | 38.1379
12 | 10 | 20 | 8253 | Yes |  | Pwr_8253 |  | 24.2696 | 24.2696 | 24.2696
12 | 10 | 21 | 8254 | Yes |  | Pwr_8254 |  | 13.8683 | 13.8683 | 13.8683
12 | 10 | 22 | 8255 | Yes |  | Pwr_8255 |  | 13.8683 | 13.8683 | 13.8683
12 | 10 | 23 | 8256 | Yes |  | Pwr_8256 |  | 13.8683 | 13.8683 | 13.8683
12 | 11 | 0 | 8257 | Yes |  | Pwr_8257 |  | 13.8683 | 13.8683 | 13.8683
12 | 11 | 1 | 8258 | Yes |  | Pwr_8258 |  | 13.8683 | 13.8683 | 13.8683
12 | 11 | 2 | 8259 | Yes |  | Pwr_8259 |  | 13.8683 | 13.8683 | 13.8683
12 | 11 | 3 | 8260 | Yes |  | Pwr_8260 |  | 13.8683 | 13.8683 | 13.8683
12 | 11 | 4 | 8261 | Yes |  | Pwr_8261 |  | 20.8025 | 20.8025 | 20.8025
12 | 11 | 5 | 8262 | Yes |  | Pwr_8262 |  | 31.2038 | 31.2038 | 31.2038
12 | 11 | 6 | 8263 | Yes |  | Pwr_8263 |  | 40.2182 | 40.2182 | 40.2182
12 | 11 | 7 | 8264 | Yes |  | Pwr_8264 |  | 48.5392 | 48.5392 | 48.5392
12 | 11 | 8 | 8265 | Yes |  | Pwr_8265 |  | 58.9405 | 58.9405 | 58.9405
12 | 11 | 9 | 8266 | Yes |  | Pwr_8266 |  | 71.422 | 71.422 | 71.422
12 | 11 | 10 | 8267 | Yes |  | Pwr_8267 |  | 68.6483 | 68.6483 | 68.6483
12 | 11 | 11 | 8268 | Yes |  | Pwr_8268 |  | 63.7944 | 63.7944 | 63.7944
12 | 11 | 12 | 8269 | Yes |  | Pwr_8269 |  | 65.8746 | 65.8746 | 65.8746
12 | 11 | 13 | 8270 | Yes |  | Pwr_8270 |  | 69.3417 | 69.3417 | 69.3417
12 | 11 | 14 | 8271 | Yes |  | Pwr_8271 |  | 70.7286 | 70.7286 | 70.7286
12 | 11 | 15 | 8272 | Yes |  | Pwr_8272 |  | 71.422 | 71.422 | 71.422
12 | 11 | 16 | 8273 | Yes |  | Pwr_8273 |  | 72.8088 | 72.8088 | 72.8088
12 | 11 | 17 | 8274 | Yes |  | Pwr_8274 |  | 58.9405 | 58.9405 | 58.9405
12 | 11 | 18 | 8275 | Yes |  | Pwr_8275 |  | 48.5392 | 48.5392 | 48.5392
12 | 11 | 19 | 8276 | Yes |  | Pwr_8276 |  | 38.1379 | 38.1379 | 38.1379
12 | 11 | 20 | 8277 | Yes |  | Pwr_8277 |  | 24.2696 | 24.2696 | 24.2696
12 | 11 | 21 | 8278 | Yes |  | Pwr_8278 |  | 13.8683 | 13.8683 | 13.8683
12 | 11 | 22 | 8279 | Yes |  | Pwr_8279 |  | 13.8683 | 13.8683 | 13.8683
12 | 11 | 23 | 8280 | Yes |  | Pwr_8280 |  | 13.8683 | 13.8683 | 13.8683
12 | 12 | 0 | 8281 | Yes |  | Pwr_8281 |  | 13.8683 | 13.8683 | 13.8683
12 | 12 | 1 | 8282 | Yes |  | Pwr_8282 |  | 13.8683 | 13.8683 | 13.8683
12 | 12 | 2 | 8283 | Yes |  | Pwr_8283 |  | 13.8683 | 13.8683 | 13.8683
12 | 12 | 3 | 8284 | Yes |  | Pwr_8284 |  | 13.8683 | 13.8683 | 13.8683
12 | 12 | 4 | 8285 | Yes |  | Pwr_8285 |  | 20.8025 | 20.8025 | 20.8025
12 | 12 | 5 | 8286 | Yes |  | Pwr_8286 |  | 31.2038 | 31.2038 | 31.2038
12 | 12 | 6 | 8287 | Yes |  | Pwr_8287 |  | 40.2182 | 40.2182 | 40.2182
12 | 12 | 7 | 8288 | Yes |  | Pwr_8288 |  | 48.5392 | 48.5392 | 48.5392
12 | 12 | 8 | 8289 | Yes |  | Pwr_8289 |  | 58.9405 | 58.9405 | 58.9405
12 | 12 | 9 | 8290 | Yes |  | Pwr_8290 |  | 71.422 | 71.422 | 71.422
12 | 12 | 10 | 8291 | Yes |  | Pwr_8291 |  | 68.6483 | 68.6483 | 68.6483
12 | 12 | 11 | 8292 | Yes |  | Pwr_8292 |  | 63.7944 | 63.7944 | 63.7944
12 | 12 | 12 | 8293 | Yes |  | Pwr_8293 |  | 65.8746 | 65.8746 | 65.8746
12 | 12 | 13 | 8294 | Yes |  | Pwr_8294 |  | 69.3417 | 69.3417 | 69.3417
12 | 12 | 14 | 8295 | Yes |  | Pwr_8295 |  | 70.7286 | 70.7286 | 70.7286
12 | 12 | 15 | 8296 | Yes |  | Pwr_8296 |  | 71.422 | 71.422 | 71.422
12 | 12 | 16 | 8297 | Yes |  | Pwr_8297 |  | 72.8088 | 72.8088 | 72.8088
12 | 12 | 17 | 8298 | Yes |  | Pwr_8298 |  | 58.9405 | 58.9405 | 58.9405
12 | 12 | 18 | 8299 | Yes |  | Pwr_8299 |  | 48.5392 | 48.5392 | 48.5392
12 | 12 | 19 | 8300 | Yes |  | Pwr_8300 |  | 38.1379 | 38.1379 | 38.1379
12 | 12 | 20 | 8301 | Yes |  | Pwr_8301 |  | 24.2696 | 24.2696 | 24.2696
12 | 12 | 21 | 8302 | Yes |  | Pwr_8302 |  | 13.8683 | 13.8683 | 13.8683
12 | 12 | 22 | 8303 | Yes |  | Pwr_8303 |  | 13.8683 | 13.8683 | 13.8683
12 | 12 | 23 | 8304 | Yes |  | Pwr_8304 |  | 13.8683 | 13.8683 | 13.8683
12 | 13 | 0 | 8305 | Yes |  | Pwr_8305 |  | 13.8683 | 13.8683 | 13.8683
12 | 13 | 1 | 8306 | Yes |  | Pwr_8306 |  | 13.8683 | 13.8683 | 13.8683
12 | 13 | 2 | 8307 | Yes |  | Pwr_8307 |  | 13.8683 | 13.8683 | 13.8683
12 | 13 | 3 | 8308 | Yes |  | Pwr_8308 |  | 13.8683 | 13.8683 | 13.8683
12 | 13 | 4 | 8309 | Yes |  | Pwr_8309 |  | 20.8025 | 20.8025 | 20.8025
12 | 13 | 5 | 8310 | Yes |  | Pwr_8310 |  | 31.2038 | 31.2038 | 31.2038
12 | 13 | 6 | 8311 | Yes |  | Pwr_8311 |  | 40.2182 | 40.2182 | 40.2182
12 | 13 | 7 | 8312 | Yes |  | Pwr_8312 |  | 48.5392 | 48.5392 | 48.5392
12 | 13 | 8 | 8313 | Yes |  | Pwr_8313 |  | 58.9405 | 58.9405 | 58.9405
12 | 13 | 9 | 8314 | Yes |  | Pwr_8314 |  | 71.422 | 71.422 | 71.422
12 | 13 | 10 | 8315 | Yes |  | Pwr_8315 |  | 68.6483 | 68.6483 | 68.6483
12 | 13 | 11 | 8316 | Yes |  | Pwr_8316 |  | 63.7944 | 63.7944 | 63.7944
12 | 13 | 12 | 8317 | Yes |  | Pwr_8317 |  | 65.8746 | 65.8746 | 65.8746
12 | 13 | 13 | 8318 | Yes |  | Pwr_8318 |  | 69.3417 | 69.3417 | 69.3417
12 | 13 | 14 | 8319 | Yes |  | Pwr_8319 |  | 70.7286 | 70.7286 | 70.7286
12 | 13 | 15 | 8320 | Yes |  | Pwr_8320 |  | 71.422 | 71.422 | 71.422
12 | 13 | 16 | 8321 | Yes |  | Pwr_8321 |  | 72.8088 | 72.8088 | 72.8088
12 | 13 | 17 | 8322 | Yes |  | Pwr_8322 |  | 58.9405 | 58.9405 | 58.9405
12 | 13 | 18 | 8323 | Yes |  | Pwr_8323 |  | 48.5392 | 48.5392 | 48.5392
12 | 13 | 19 | 8324 | Yes |  | Pwr_8324 |  | 38.1379 | 38.1379 | 38.1379
12 | 13 | 20 | 8325 | Yes |  | Pwr_8325 |  | 24.2696 | 24.2696 | 24.2696
12 | 13 | 21 | 8326 | Yes |  | Pwr_8326 |  | 13.8683 | 13.8683 | 13.8683
12 | 13 | 22 | 8327 | Yes |  | Pwr_8327 |  | 13.8683 | 13.8683 | 13.8683
12 | 13 | 23 | 8328 | Yes |  | Pwr_8328 |  | 13.8683 | 13.8683 | 13.8683
12 | 14 | 0 | 8329 | Saturday |  | Pwr_8329 |  | 13.8683 | 13.8683 | 13.8683
12 | 14 | 1 | 8330 | Saturday |  | Pwr_8330 |  | 13.8683 | 13.8683 | 13.8683
12 | 14 | 2 | 8331 | Saturday |  | Pwr_8331 |  | 13.8683 | 13.8683 | 13.8683
12 | 14 | 3 | 8332 | Saturday |  | Pwr_8332 |  | 13.8683 | 13.8683 | 13.8683
12 | 14 | 4 | 8333 | Saturday |  | Pwr_8333 |  | 20.8025 | 20.8025 | 20.8025
12 | 14 | 5 | 8334 | Saturday |  | Pwr_8334 |  | 31.2038 | 31.2038 | 31.2038
12 | 14 | 6 | 8335 | Saturday |  | Pwr_8335 |  | 40.2182 | 40.2182 | 40.2182
12 | 14 | 7 | 8336 | Saturday |  | Pwr_8336 |  | 48.5392 | 48.5392 | 48.5392
12 | 14 | 8 | 8337 | Saturday |  | Pwr_8337 |  | 58.9405 | 58.9405 | 58.9405
12 | 14 | 9 | 8338 | Saturday |  | Pwr_8338 |  | 71.422 | 71.422 | 71.422
12 | 14 | 10 | 8339 | Saturday |  | Pwr_8339 |  | 68.6483 | 68.6483 | 68.6483
12 | 14 | 11 | 8340 | Saturday |  | Pwr_8340 |  | 63.7944 | 63.7944 | 63.7944
12 | 14 | 12 | 8341 | Saturday |  | Pwr_8341 |  | 65.8746 | 65.8746 | 65.8746
12 | 14 | 13 | 8342 | Saturday |  | Pwr_8342 |  | 69.3417 | 69.3417 | 69.3417
12 | 14 | 14 | 8343 | Saturday |  | Pwr_8343 |  | 70.7286 | 70.7286 | 70.7286
12 | 14 | 15 | 8344 | Saturday |  | Pwr_8344 |  | 71.422 | 71.422 | 71.422
12 | 14 | 16 | 8345 | Saturday |  | Pwr_8345 |  | 72.8088 | 72.8088 | 72.8088
12 | 14 | 17 | 8346 | Saturday |  | Pwr_8346 |  | 58.9405 | 58.9405 | 58.9405
12 | 14 | 18 | 8347 | Saturday |  | Pwr_8347 |  | 48.5392 | 48.5392 | 48.5392
12 | 14 | 19 | 8348 | Saturday |  | Pwr_8348 |  | 38.1379 | 38.1379 | 38.1379
12 | 14 | 20 | 8349 | Saturday |  | Pwr_8349 |  | 24.2696 | 24.2696 | 24.2696
12 | 14 | 21 | 8350 | Saturday |  | Pwr_8350 |  | 13.8683 | 13.8683 | 13.8683
12 | 14 | 22 | 8351 | Saturday |  | Pwr_8351 |  | 13.8683 | 13.8683 | 13.8683
12 | 14 | 23 | 8352 | Saturday |  | Pwr_8352 |  | 13.8683 | 13.8683 | 13.8683
12 | 15 | 0 | 8353 | Sunday |  | Pwr_8353 |  | 13.8683 | 13.8683 | 13.8683
12 | 15 | 1 | 8354 | Sunday |  | Pwr_8354 |  | 13.8683 | 13.8683 | 13.8683
12 | 15 | 2 | 8355 | Sunday |  | Pwr_8355 |  | 13.8683 | 13.8683 | 13.8683
12 | 15 | 3 | 8356 | Sunday |  | Pwr_8356 |  | 13.8683 | 13.8683 | 13.8683
12 | 15 | 4 | 8357 | Sunday |  | Pwr_8357 |  | 13.8683 | 13.8683 | 13.8683
12 | 15 | 5 | 8358 | Sunday |  | Pwr_8358 |  | 13.8683 | 13.8683 | 13.8683
12 | 15 | 6 | 8359 | Sunday |  | Pwr_8359 |  | 13.8683 | 13.8683 | 13.8683
12 | 15 | 7 | 8360 | Sunday |  | Pwr_8360 |  | 13.8683 | 13.8683 | 13.8683
12 | 15 | 8 | 8361 | Sunday |  | Pwr_8361 |  | 13.8683 | 13.8683 | 13.8683
12 | 15 | 9 | 8362 | Sunday |  | Pwr_8362 |  | 13.8683 | 13.8683 | 13.8683
12 | 15 | 10 | 8363 | Sunday |  | Pwr_8363 |  | 13.8683 | 13.8683 | 13.8683
12 | 15 | 11 | 8364 | Sunday |  | Pwr_8364 |  | 13.8683 | 13.8683 | 13.8683
12 | 15 | 12 | 8365 | Sunday |  | Pwr_8365 |  | 13.8683 | 13.8683 | 13.8683
12 | 15 | 13 | 8366 | Sunday |  | Pwr_8366 |  | 13.8683 | 13.8683 | 13.8683
12 | 15 | 14 | 8367 | Sunday |  | Pwr_8367 |  | 13.8683 | 13.8683 | 13.8683
12 | 15 | 15 | 8368 | Sunday |  | Pwr_8368 |  | 13.8683 | 13.8683 | 13.8683
12 | 15 | 16 | 8369 | Sunday |  | Pwr_8369 |  | 13.8683 | 13.8683 | 13.8683
12 | 15 | 17 | 8370 | Sunday |  | Pwr_8370 |  | 13.8683 | 13.8683 | 13.8683
12 | 15 | 18 | 8371 | Sunday |  | Pwr_8371 |  | 13.8683 | 13.8683 | 13.8683
12 | 15 | 19 | 8372 | Sunday |  | Pwr_8372 |  | 13.8683 | 13.8683 | 13.8683
12 | 15 | 20 | 8373 | Sunday |  | Pwr_8373 |  | 13.8683 | 13.8683 | 13.8683
12 | 15 | 21 | 8374 | Sunday |  | Pwr_8374 |  | 13.8683 | 13.8683 | 13.8683
12 | 15 | 22 | 8375 | Sunday |  | Pwr_8375 |  | 13.8683 | 13.8683 | 13.8683
12 | 15 | 23 | 8376 | Sunday |  | Pwr_8376 |  | 13.8683 | 13.8683 | 13.8683
12 | 16 | 0 | 8377 | Yes |  | Pwr_8377 |  | 13.8683 | 13.8683 | 13.8683
12 | 16 | 1 | 8378 | Yes |  | Pwr_8378 |  | 13.8683 | 13.8683 | 13.8683
12 | 16 | 2 | 8379 | Yes |  | Pwr_8379 |  | 13.8683 | 13.8683 | 13.8683
12 | 16 | 3 | 8380 | Yes |  | Pwr_8380 |  | 13.8683 | 13.8683 | 13.8683
12 | 16 | 4 | 8381 | Yes |  | Pwr_8381 |  | 13.8683 | 13.8683 | 13.8683
12 | 16 | 5 | 8382 | Yes |  | Pwr_8382 |  | 13.8683 | 13.8683 | 13.8683
12 | 16 | 6 | 8383 | Yes |  | Pwr_8383 |  | 13.8683 | 13.8683 | 13.8683
12 | 16 | 7 | 8384 | Yes |  | Pwr_8384 |  | 13.8683 | 13.8683 | 13.8683
12 | 16 | 8 | 8385 | Yes |  | Pwr_8385 |  | 13.8683 | 13.8683 | 13.8683
12 | 16 | 9 | 8386 | Yes |  | Pwr_8386 |  | 13.8683 | 13.8683 | 13.8683
12 | 16 | 10 | 8387 | Yes |  | Pwr_8387 |  | 13.8683 | 13.8683 | 13.8683
12 | 16 | 11 | 8388 | Yes |  | Pwr_8388 |  | 13.8683 | 13.8683 | 13.8683
12 | 16 | 12 | 8389 | Yes |  | Pwr_8389 |  | 13.8683 | 13.8683 | 13.8683
12 | 16 | 13 | 8390 | Yes |  | Pwr_8390 |  | 13.8683 | 13.8683 | 13.8683
12 | 16 | 14 | 8391 | Yes |  | Pwr_8391 |  | 13.8683 | 13.8683 | 13.8683
12 | 16 | 15 | 8392 | Yes |  | Pwr_8392 |  | 13.8683 | 13.8683 | 13.8683
12 | 16 | 16 | 8393 | Yes |  | Pwr_8393 |  | 13.8683 | 13.8683 | 13.8683
12 | 16 | 17 | 8394 | Yes |  | Pwr_8394 |  | 13.8683 | 13.8683 | 13.8683
12 | 16 | 18 | 8395 | Yes |  | Pwr_8395 |  | 13.8683 | 13.8683 | 13.8683
12 | 16 | 19 | 8396 | Yes |  | Pwr_8396 |  | 13.8683 | 13.8683 | 13.8683
12 | 16 | 20 | 8397 | Yes |  | Pwr_8397 |  | 13.8683 | 13.8683 | 13.8683
12 | 16 | 21 | 8398 | Yes |  | Pwr_8398 |  | 13.8683 | 13.8683 | 13.8683
12 | 16 | 22 | 8399 | Yes |  | Pwr_8399 |  | 13.8683 | 13.8683 | 13.8683
12 | 16 | 23 | 8400 | Yes |  | Pwr_8400 |  | 13.8683 | 13.8683 | 13.8683
12 | 17 | 0 | 8401 | Yes |  | Pwr_8401 |  | 13.8683 | 13.8683 | 13.8683
12 | 17 | 1 | 8402 | Yes |  | Pwr_8402 |  | 13.8683 | 13.8683 | 13.8683
12 | 17 | 2 | 8403 | Yes |  | Pwr_8403 |  | 13.8683 | 13.8683 | 13.8683
12 | 17 | 3 | 8404 | Yes |  | Pwr_8404 |  | 13.8683 | 13.8683 | 13.8683
12 | 17 | 4 | 8405 | Yes |  | Pwr_8405 |  | 20.8025 | 20.8025 | 20.8025
12 | 17 | 5 | 8406 | Yes |  | Pwr_8406 |  | 31.2038 | 31.2038 | 31.2038
12 | 17 | 6 | 8407 | Yes |  | Pwr_8407 |  | 40.2182 | 40.2182 | 40.2182
12 | 17 | 7 | 8408 | Yes |  | Pwr_8408 |  | 48.5392 | 48.5392 | 48.5392
12 | 17 | 8 | 8409 | Yes |  | Pwr_8409 |  | 58.9405 | 58.9405 | 58.9405
12 | 17 | 9 | 8410 | Yes |  | Pwr_8410 |  | 71.422 | 71.422 | 71.422
12 | 17 | 10 | 8411 | Yes |  | Pwr_8411 |  | 68.6483 | 68.6483 | 68.6483
12 | 17 | 11 | 8412 | Yes |  | Pwr_8412 |  | 63.7944 | 63.7944 | 63.7944
12 | 17 | 12 | 8413 | Yes |  | Pwr_8413 |  | 65.8746 | 65.8746 | 65.8746
12 | 17 | 13 | 8414 | Yes |  | Pwr_8414 |  | 69.3417 | 69.3417 | 69.3417
12 | 17 | 14 | 8415 | Yes |  | Pwr_8415 |  | 70.7286 | 70.7286 | 70.7286
12 | 17 | 15 | 8416 | Yes |  | Pwr_8416 |  | 71.422 | 71.422 | 71.422
12 | 17 | 16 | 8417 | Yes |  | Pwr_8417 |  | 72.8088 | 72.8088 | 72.8088
12 | 17 | 17 | 8418 | Yes |  | Pwr_8418 |  | 58.9405 | 58.9405 | 58.9405
12 | 17 | 18 | 8419 | Yes |  | Pwr_8419 |  | 48.5392 | 48.5392 | 48.5392
12 | 17 | 19 | 8420 | Yes |  | Pwr_8420 |  | 38.1379 | 38.1379 | 38.1379
12 | 17 | 20 | 8421 | Yes |  | Pwr_8421 |  | 24.2696 | 24.2696 | 24.2696
12 | 17 | 21 | 8422 | Yes |  | Pwr_8422 |  | 13.8683 | 13.8683 | 13.8683
12 | 17 | 22 | 8423 | Yes |  | Pwr_8423 |  | 13.8683 | 13.8683 | 13.8683
12 | 17 | 23 | 8424 | Yes |  | Pwr_8424 |  | 13.8683 | 13.8683 | 13.8683
12 | 18 | 0 | 8425 | Yes |  | Pwr_8425 |  | 13.8683 | 13.8683 | 13.8683
12 | 18 | 1 | 8426 | Yes |  | Pwr_8426 |  | 13.8683 | 13.8683 | 13.8683
12 | 18 | 2 | 8427 | Yes |  | Pwr_8427 |  | 13.8683 | 13.8683 | 13.8683
12 | 18 | 3 | 8428 | Yes |  | Pwr_8428 |  | 13.8683 | 13.8683 | 13.8683
12 | 18 | 4 | 8429 | Yes |  | Pwr_8429 |  | 20.8025 | 20.8025 | 20.8025
12 | 18 | 5 | 8430 | Yes |  | Pwr_8430 |  | 31.2038 | 31.2038 | 31.2038
12 | 18 | 6 | 8431 | Yes |  | Pwr_8431 |  | 40.2182 | 40.2182 | 40.2182
12 | 18 | 7 | 8432 | Yes |  | Pwr_8432 |  | 48.5392 | 48.5392 | 48.5392
12 | 18 | 8 | 8433 | Yes |  | Pwr_8433 |  | 58.9405 | 58.9405 | 58.9405
12 | 18 | 9 | 8434 | Yes |  | Pwr_8434 |  | 71.422 | 71.422 | 71.422
12 | 18 | 10 | 8435 | Yes |  | Pwr_8435 |  | 68.6483 | 68.6483 | 68.6483
12 | 18 | 11 | 8436 | Yes |  | Pwr_8436 |  | 63.7944 | 63.7944 | 63.7944
12 | 18 | 12 | 8437 | Yes |  | Pwr_8437 |  | 65.8746 | 65.8746 | 65.8746
12 | 18 | 13 | 8438 | Yes |  | Pwr_8438 |  | 69.3417 | 69.3417 | 69.3417
12 | 18 | 14 | 8439 | Yes |  | Pwr_8439 |  | 70.7286 | 70.7286 | 70.7286
12 | 18 | 15 | 8440 | Yes |  | Pwr_8440 |  | 71.422 | 71.422 | 71.422
12 | 18 | 16 | 8441 | Yes |  | Pwr_8441 |  | 72.8088 | 72.8088 | 72.8088
12 | 18 | 17 | 8442 | Yes |  | Pwr_8442 |  | 58.9405 | 58.9405 | 58.9405
12 | 18 | 18 | 8443 | Yes |  | Pwr_8443 |  | 48.5392 | 48.5392 | 48.5392
12 | 18 | 19 | 8444 | Yes |  | Pwr_8444 |  | 38.1379 | 38.1379 | 38.1379
12 | 18 | 20 | 8445 | Yes |  | Pwr_8445 |  | 24.2696 | 24.2696 | 24.2696
12 | 18 | 21 | 8446 | Yes |  | Pwr_8446 |  | 13.8683 | 13.8683 | 13.8683
12 | 18 | 22 | 8447 | Yes |  | Pwr_8447 |  | 13.8683 | 13.8683 | 13.8683
12 | 18 | 23 | 8448 | Yes |  | Pwr_8448 |  | 13.8683 | 13.8683 | 13.8683
12 | 19 | 0 | 8449 | Yes |  | Pwr_8449 |  | 13.8683 | 13.8683 | 13.8683
12 | 19 | 1 | 8450 | Yes |  | Pwr_8450 |  | 13.8683 | 13.8683 | 13.8683
12 | 19 | 2 | 8451 | Yes |  | Pwr_8451 |  | 13.8683 | 13.8683 | 13.8683
12 | 19 | 3 | 8452 | Yes |  | Pwr_8452 |  | 13.8683 | 13.8683 | 13.8683
12 | 19 | 4 | 8453 | Yes |  | Pwr_8453 |  | 20.8025 | 20.8025 | 20.8025
12 | 19 | 5 | 8454 | Yes |  | Pwr_8454 |  | 31.2038 | 31.2038 | 31.2038
12 | 19 | 6 | 8455 | Yes |  | Pwr_8455 |  | 40.2182 | 40.2182 | 40.2182
12 | 19 | 7 | 8456 | Yes |  | Pwr_8456 |  | 48.5392 | 48.5392 | 48.5392
12 | 19 | 8 | 8457 | Yes |  | Pwr_8457 |  | 58.9405 | 58.9405 | 58.9405
12 | 19 | 9 | 8458 | Yes |  | Pwr_8458 |  | 71.422 | 71.422 | 71.422
12 | 19 | 10 | 8459 | Yes |  | Pwr_8459 |  | 68.6483 | 68.6483 | 68.6483
12 | 19 | 11 | 8460 | Yes |  | Pwr_8460 |  | 63.7944 | 63.7944 | 63.7944
12 | 19 | 12 | 8461 | Yes |  | Pwr_8461 |  | 65.8746 | 65.8746 | 65.8746
12 | 19 | 13 | 8462 | Yes |  | Pwr_8462 |  | 69.3417 | 69.3417 | 69.3417
12 | 19 | 14 | 8463 | Yes |  | Pwr_8463 |  | 70.7286 | 70.7286 | 70.7286
12 | 19 | 15 | 8464 | Yes |  | Pwr_8464 |  | 71.422 | 71.422 | 71.422
12 | 19 | 16 | 8465 | Yes |  | Pwr_8465 |  | 72.8088 | 72.8088 | 72.8088
12 | 19 | 17 | 8466 | Yes |  | Pwr_8466 |  | 58.9405 | 58.9405 | 58.9405
12 | 19 | 18 | 8467 | Yes |  | Pwr_8467 |  | 48.5392 | 48.5392 | 48.5392
12 | 19 | 19 | 8468 | Yes |  | Pwr_8468 |  | 38.1379 | 38.1379 | 38.1379
12 | 19 | 20 | 8469 | Yes |  | Pwr_8469 |  | 24.2696 | 24.2696 | 24.2696
12 | 19 | 21 | 8470 | Yes |  | Pwr_8470 |  | 13.8683 | 13.8683 | 13.8683
12 | 19 | 22 | 8471 | Yes |  | Pwr_8471 |  | 13.8683 | 13.8683 | 13.8683
12 | 19 | 23 | 8472 | Yes |  | Pwr_8472 |  | 13.8683 | 13.8683 | 13.8683
12 | 20 | 0 | 8473 | Yes |  | Pwr_8473 |  | 13.8683 | 13.8683 | 13.8683
12 | 20 | 1 | 8474 | Yes |  | Pwr_8474 |  | 13.8683 | 13.8683 | 13.8683
12 | 20 | 2 | 8475 | Yes |  | Pwr_8475 |  | 13.8683 | 13.8683 | 13.8683
12 | 20 | 3 | 8476 | Yes |  | Pwr_8476 |  | 13.8683 | 13.8683 | 13.8683
12 | 20 | 4 | 8477 | Yes |  | Pwr_8477 |  | 20.8025 | 20.8025 | 20.8025
12 | 20 | 5 | 8478 | Yes |  | Pwr_8478 |  | 31.2038 | 31.2038 | 31.2038
12 | 20 | 6 | 8479 | Yes |  | Pwr_8479 |  | 40.2182 | 40.2182 | 40.2182
12 | 20 | 7 | 8480 | Yes |  | Pwr_8480 |  | 48.5392 | 48.5392 | 48.5392
12 | 20 | 8 | 8481 | Yes |  | Pwr_8481 |  | 58.9405 | 58.9405 | 58.9405
12 | 20 | 9 | 8482 | Yes |  | Pwr_8482 |  | 71.422 | 71.422 | 71.422
12 | 20 | 10 | 8483 | Yes |  | Pwr_8483 |  | 68.6483 | 68.6483 | 68.6483
12 | 20 | 11 | 8484 | Yes |  | Pwr_8484 |  | 63.7944 | 63.7944 | 63.7944
12 | 20 | 12 | 8485 | Yes |  | Pwr_8485 |  | 65.8746 | 65.8746 | 65.8746
12 | 20 | 13 | 8486 | Yes |  | Pwr_8486 |  | 69.3417 | 69.3417 | 69.3417
12 | 20 | 14 | 8487 | Yes |  | Pwr_8487 |  | 70.7286 | 70.7286 | 70.7286
12 | 20 | 15 | 8488 | Yes |  | Pwr_8488 |  | 71.422 | 71.422 | 71.422
12 | 20 | 16 | 8489 | Yes |  | Pwr_8489 |  | 72.8088 | 72.8088 | 72.8088
12 | 20 | 17 | 8490 | Yes |  | Pwr_8490 |  | 58.9405 | 58.9405 | 58.9405
12 | 20 | 18 | 8491 | Yes |  | Pwr_8491 |  | 48.5392 | 48.5392 | 48.5392
12 | 20 | 19 | 8492 | Yes |  | Pwr_8492 |  | 38.1379 | 38.1379 | 38.1379
12 | 20 | 20 | 8493 | Yes |  | Pwr_8493 |  | 24.2696 | 24.2696 | 24.2696
12 | 20 | 21 | 8494 | Yes |  | Pwr_8494 |  | 13.8683 | 13.8683 | 13.8683
12 | 20 | 22 | 8495 | Yes |  | Pwr_8495 |  | 13.8683 | 13.8683 | 13.8683
12 | 20 | 23 | 8496 | Yes |  | Pwr_8496 |  | 13.8683 | 13.8683 | 13.8683
12 | 21 | 0 | 8497 | Saturday |  | Pwr_8497 |  | 13.8683 | 13.8683 | 13.8683
12 | 21 | 1 | 8498 | Saturday |  | Pwr_8498 |  | 13.8683 | 13.8683 | 13.8683
12 | 21 | 2 | 8499 | Saturday |  | Pwr_8499 |  | 13.8683 | 13.8683 | 13.8683
12 | 21 | 3 | 8500 | Saturday |  | Pwr_8500 |  | 13.8683 | 13.8683 | 13.8683
12 | 21 | 4 | 8501 | Saturday |  | Pwr_8501 |  | 20.8025 | 20.8025 | 20.8025
12 | 21 | 5 | 8502 | Saturday |  | Pwr_8502 |  | 31.2038 | 31.2038 | 31.2038
12 | 21 | 6 | 8503 | Saturday |  | Pwr_8503 |  | 40.2182 | 40.2182 | 40.2182
12 | 21 | 7 | 8504 | Saturday |  | Pwr_8504 |  | 48.5392 | 48.5392 | 48.5392
12 | 21 | 8 | 8505 | Saturday |  | Pwr_8505 |  | 58.9405 | 58.9405 | 58.9405
12 | 21 | 9 | 8506 | Saturday |  | Pwr_8506 |  | 71.422 | 71.422 | 71.422
12 | 21 | 10 | 8507 | Saturday |  | Pwr_8507 |  | 68.6483 | 68.6483 | 68.6483
12 | 21 | 11 | 8508 | Saturday |  | Pwr_8508 |  | 63.7944 | 63.7944 | 63.7944
12 | 21 | 12 | 8509 | Saturday |  | Pwr_8509 |  | 65.8746 | 65.8746 | 65.8746
12 | 21 | 13 | 8510 | Saturday |  | Pwr_8510 |  | 69.3417 | 69.3417 | 69.3417
12 | 21 | 14 | 8511 | Saturday |  | Pwr_8511 |  | 70.7286 | 70.7286 | 70.7286
12 | 21 | 15 | 8512 | Saturday |  | Pwr_8512 |  | 71.422 | 71.422 | 71.422
12 | 21 | 16 | 8513 | Saturday |  | Pwr_8513 |  | 72.8088 | 72.8088 | 72.8088
12 | 21 | 17 | 8514 | Saturday |  | Pwr_8514 |  | 58.9405 | 58.9405 | 58.9405
12 | 21 | 18 | 8515 | Saturday |  | Pwr_8515 |  | 48.5392 | 48.5392 | 48.5392
12 | 21 | 19 | 8516 | Saturday |  | Pwr_8516 |  | 38.1379 | 38.1379 | 38.1379
12 | 21 | 20 | 8517 | Saturday |  | Pwr_8517 |  | 24.2696 | 24.2696 | 24.2696
12 | 21 | 21 | 8518 | Saturday |  | Pwr_8518 |  | 13.8683 | 13.8683 | 13.8683
12 | 21 | 22 | 8519 | Saturday |  | Pwr_8519 |  | 13.8683 | 13.8683 | 13.8683
12 | 21 | 23 | 8520 | Saturday |  | Pwr_8520 |  | 13.8683 | 13.8683 | 13.8683
12 | 22 | 0 | 8521 | Sunday |  | Pwr_8521 |  | 13.8683 | 13.8683 | 13.8683
12 | 22 | 1 | 8522 | Sunday |  | Pwr_8522 |  | 13.8683 | 13.8683 | 13.8683
12 | 22 | 2 | 8523 | Sunday |  | Pwr_8523 |  | 13.8683 | 13.8683 | 13.8683
12 | 22 | 3 | 8524 | Sunday |  | Pwr_8524 |  | 13.8683 | 13.8683 | 13.8683
12 | 22 | 4 | 8525 | Sunday |  | Pwr_8525 |  | 13.8683 | 13.8683 | 13.8683
12 | 22 | 5 | 8526 | Sunday |  | Pwr_8526 |  | 13.8683 | 13.8683 | 13.8683
12 | 22 | 6 | 8527 | Sunday |  | Pwr_8527 |  | 13.8683 | 13.8683 | 13.8683
12 | 22 | 7 | 8528 | Sunday |  | Pwr_8528 |  | 13.8683 | 13.8683 | 13.8683
12 | 22 | 8 | 8529 | Sunday |  | Pwr_8529 |  | 13.8683 | 13.8683 | 13.8683
12 | 22 | 9 | 8530 | Sunday |  | Pwr_8530 |  | 13.8683 | 13.8683 | 13.8683
12 | 22 | 10 | 8531 | Sunday |  | Pwr_8531 |  | 13.8683 | 13.8683 | 13.8683
12 | 22 | 11 | 8532 | Sunday |  | Pwr_8532 |  | 13.8683 | 13.8683 | 13.8683
12 | 22 | 12 | 8533 | Sunday |  | Pwr_8533 |  | 13.8683 | 13.8683 | 13.8683
12 | 22 | 13 | 8534 | Sunday |  | Pwr_8534 |  | 13.8683 | 13.8683 | 13.8683
12 | 22 | 14 | 8535 | Sunday |  | Pwr_8535 |  | 13.8683 | 13.8683 | 13.8683
12 | 22 | 15 | 8536 | Sunday |  | Pwr_8536 |  | 13.8683 | 13.8683 | 13.8683
12 | 22 | 16 | 8537 | Sunday |  | Pwr_8537 |  | 13.8683 | 13.8683 | 13.8683
12 | 22 | 17 | 8538 | Sunday |  | Pwr_8538 |  | 13.8683 | 13.8683 | 13.8683
12 | 22 | 18 | 8539 | Sunday |  | Pwr_8539 |  | 13.8683 | 13.8683 | 13.8683
12 | 22 | 19 | 8540 | Sunday |  | Pwr_8540 |  | 13.8683 | 13.8683 | 13.8683
12 | 22 | 20 | 8541 | Sunday |  | Pwr_8541 |  | 13.8683 | 13.8683 | 13.8683
12 | 22 | 21 | 8542 | Sunday |  | Pwr_8542 |  | 13.8683 | 13.8683 | 13.8683
12 | 22 | 22 | 8543 | Sunday |  | Pwr_8543 |  | 13.8683 | 13.8683 | 13.8683
12 | 22 | 23 | 8544 | Sunday |  | Pwr_8544 |  | 13.8683 | 13.8683 | 13.8683
12 | 23 | 0 | 8545 | Yes |  | Pwr_8545 |  | 13.8683 | 13.8683 | 13.8683
12 | 23 | 1 | 8546 | Yes |  | Pwr_8546 |  | 13.8683 | 13.8683 | 13.8683
12 | 23 | 2 | 8547 | Yes |  | Pwr_8547 |  | 13.8683 | 13.8683 | 13.8683
12 | 23 | 3 | 8548 | Yes |  | Pwr_8548 |  | 13.8683 | 13.8683 | 13.8683
12 | 23 | 4 | 8549 | Yes |  | Pwr_8549 |  | 13.8683 | 13.8683 | 13.8683
12 | 23 | 5 | 8550 | Yes |  | Pwr_8550 |  | 13.8683 | 13.8683 | 13.8683
12 | 23 | 6 | 8551 | Yes |  | Pwr_8551 |  | 13.8683 | 13.8683 | 13.8683
12 | 23 | 7 | 8552 | Yes |  | Pwr_8552 |  | 13.8683 | 13.8683 | 13.8683
12 | 23 | 8 | 8553 | Yes |  | Pwr_8553 |  | 13.8683 | 13.8683 | 13.8683
12 | 23 | 9 | 8554 | Yes |  | Pwr_8554 |  | 13.8683 | 13.8683 | 13.8683
12 | 23 | 10 | 8555 | Yes |  | Pwr_8555 |  | 13.8683 | 13.8683 | 13.8683
12 | 23 | 11 | 8556 | Yes |  | Pwr_8556 |  | 13.8683 | 13.8683 | 13.8683
12 | 23 | 12 | 8557 | Yes |  | Pwr_8557 |  | 13.8683 | 13.8683 | 13.8683
12 | 23 | 13 | 8558 | Yes |  | Pwr_8558 |  | 13.8683 | 13.8683 | 13.8683
12 | 23 | 14 | 8559 | Yes |  | Pwr_8559 |  | 13.8683 | 13.8683 | 13.8683
12 | 23 | 15 | 8560 | Yes |  | Pwr_8560 |  | 13.8683 | 13.8683 | 13.8683
12 | 23 | 16 | 8561 | Yes |  | Pwr_8561 |  | 13.8683 | 13.8683 | 13.8683
12 | 23 | 17 | 8562 | Yes |  | Pwr_8562 |  | 13.8683 | 13.8683 | 13.8683
12 | 23 | 18 | 8563 | Yes |  | Pwr_8563 |  | 13.8683 | 13.8683 | 13.8683
12 | 23 | 19 | 8564 | Yes |  | Pwr_8564 |  | 13.8683 | 13.8683 | 13.8683
12 | 23 | 20 | 8565 | Yes |  | Pwr_8565 |  | 13.8683 | 13.8683 | 13.8683
12 | 23 | 21 | 8566 | Yes |  | Pwr_8566 |  | 13.8683 | 13.8683 | 13.8683
12 | 23 | 22 | 8567 | Yes |  | Pwr_8567 |  | 13.8683 | 13.8683 | 13.8683
12 | 23 | 23 | 8568 | Yes |  | Pwr_8568 |  | 13.8683 | 13.8683 | 13.8683
12 | 24 | 0 | 8569 | Yes |  | Pwr_8569 |  | 13.8683 | 13.8683 | 13.8683
12 | 24 | 1 | 8570 | Yes |  | Pwr_8570 |  | 13.8683 | 13.8683 | 13.8683
12 | 24 | 2 | 8571 | Yes |  | Pwr_8571 |  | 13.8683 | 13.8683 | 13.8683
12 | 24 | 3 | 8572 | Yes |  | Pwr_8572 |  | 13.8683 | 13.8683 | 13.8683
12 | 24 | 4 | 8573 | Yes |  | Pwr_8573 |  | 20.8025 | 20.8025 | 20.8025
12 | 24 | 5 | 8574 | Yes |  | Pwr_8574 |  | 31.2038 | 31.2038 | 31.2038
12 | 24 | 6 | 8575 | Yes |  | Pwr_8575 |  | 40.2182 | 40.2182 | 40.2182
12 | 24 | 7 | 8576 | Yes |  | Pwr_8576 |  | 48.5392 | 48.5392 | 48.5392
12 | 24 | 8 | 8577 | Yes |  | Pwr_8577 |  | 58.9405 | 58.9405 | 58.9405
12 | 24 | 9 | 8578 | Yes |  | Pwr_8578 |  | 71.422 | 71.422 | 71.422
12 | 24 | 10 | 8579 | Yes |  | Pwr_8579 |  | 68.6483 | 68.6483 | 68.6483
12 | 24 | 11 | 8580 | Yes |  | Pwr_8580 |  | 63.7944 | 63.7944 | 63.7944
12 | 24 | 12 | 8581 | Yes |  | Pwr_8581 |  | 65.8746 | 65.8746 | 65.8746
12 | 24 | 13 | 8582 | Yes |  | Pwr_8582 |  | 69.3417 | 69.3417 | 69.3417
12 | 24 | 14 | 8583 | Yes |  | Pwr_8583 |  | 70.7286 | 70.7286 | 70.7286
12 | 24 | 15 | 8584 | Yes |  | Pwr_8584 |  | 71.422 | 71.422 | 71.422
12 | 24 | 16 | 8585 | Yes |  | Pwr_8585 |  | 72.8088 | 72.8088 | 72.8088
12 | 24 | 17 | 8586 | Yes |  | Pwr_8586 |  | 58.9405 | 58.9405 | 58.9405
12 | 24 | 18 | 8587 | Yes |  | Pwr_8587 |  | 48.5392 | 48.5392 | 48.5392
12 | 24 | 19 | 8588 | Yes |  | Pwr_8588 |  | 38.1379 | 38.1379 | 38.1379
12 | 24 | 20 | 8589 | Yes |  | Pwr_8589 |  | 24.2696 | 24.2696 | 24.2696
12 | 24 | 21 | 8590 | Yes |  | Pwr_8590 |  | 13.8683 | 13.8683 | 13.8683
12 | 24 | 22 | 8591 | Yes |  | Pwr_8591 |  | 13.8683 | 13.8683 | 13.8683
12 | 24 | 23 | 8592 | Yes |  | Pwr_8592 |  | 13.8683 | 13.8683 | 13.8683
12 | 25 | 0 | 8593 | Yes |  | Pwr_8593 |  | 13.8683 | 13.8683 | 13.8683
12 | 25 | 1 | 8594 | Yes |  | Pwr_8594 |  | 13.8683 | 13.8683 | 13.8683
12 | 25 | 2 | 8595 | Yes |  | Pwr_8595 |  | 13.8683 | 13.8683 | 13.8683
12 | 25 | 3 | 8596 | Yes |  | Pwr_8596 |  | 13.8683 | 13.8683 | 13.8683
12 | 25 | 4 | 8597 | Yes |  | Pwr_8597 |  | 20.8025 | 20.8025 | 20.8025
12 | 25 | 5 | 8598 | Yes |  | Pwr_8598 |  | 31.2038 | 31.2038 | 31.2038
12 | 25 | 6 | 8599 | Yes |  | Pwr_8599 |  | 40.2182 | 40.2182 | 40.2182
12 | 25 | 7 | 8600 | Yes |  | Pwr_8600 |  | 48.5392 | 48.5392 | 48.5392
12 | 25 | 8 | 8601 | Yes |  | Pwr_8601 |  | 58.9405 | 58.9405 | 58.9405
12 | 25 | 9 | 8602 | Yes |  | Pwr_8602 |  | 71.422 | 71.422 | 71.422
12 | 25 | 10 | 8603 | Yes |  | Pwr_8603 |  | 68.6483 | 68.6483 | 68.6483
12 | 25 | 11 | 8604 | Yes |  | Pwr_8604 |  | 63.7944 | 63.7944 | 63.7944
12 | 25 | 12 | 8605 | Yes |  | Pwr_8605 |  | 65.8746 | 65.8746 | 65.8746
12 | 25 | 13 | 8606 | Yes |  | Pwr_8606 |  | 69.3417 | 69.3417 | 69.3417
12 | 25 | 14 | 8607 | Yes |  | Pwr_8607 |  | 70.7286 | 70.7286 | 70.7286
12 | 25 | 15 | 8608 | Yes |  | Pwr_8608 |  | 71.422 | 71.422 | 71.422
12 | 25 | 16 | 8609 | Yes |  | Pwr_8609 |  | 72.8088 | 72.8088 | 72.8088
12 | 25 | 17 | 8610 | Yes |  | Pwr_8610 |  | 58.9405 | 58.9405 | 58.9405
12 | 25 | 18 | 8611 | Yes |  | Pwr_8611 |  | 48.5392 | 48.5392 | 48.5392
12 | 25 | 19 | 8612 | Yes |  | Pwr_8612 |  | 38.1379 | 38.1379 | 38.1379
12 | 25 | 20 | 8613 | Yes |  | Pwr_8613 |  | 24.2696 | 24.2696 | 24.2696
12 | 25 | 21 | 8614 | Yes |  | Pwr_8614 |  | 13.8683 | 13.8683 | 13.8683
12 | 25 | 22 | 8615 | Yes |  | Pwr_8615 |  | 13.8683 | 13.8683 | 13.8683
12 | 25 | 23 | 8616 | Yes |  | Pwr_8616 |  | 13.8683 | 13.8683 | 13.8683
12 | 26 | 0 | 8617 | Yes |  | Pwr_8617 |  | 13.8683 | 13.8683 | 13.8683
12 | 26 | 1 | 8618 | Yes |  | Pwr_8618 |  | 13.8683 | 13.8683 | 13.8683
12 | 26 | 2 | 8619 | Yes |  | Pwr_8619 |  | 13.8683 | 13.8683 | 13.8683
12 | 26 | 3 | 8620 | Yes |  | Pwr_8620 |  | 13.8683 | 13.8683 | 13.8683
12 | 26 | 4 | 8621 | Yes |  | Pwr_8621 |  | 20.8025 | 20.8025 | 20.8025
12 | 26 | 5 | 8622 | Yes |  | Pwr_8622 |  | 31.2038 | 31.2038 | 31.2038
12 | 26 | 6 | 8623 | Yes |  | Pwr_8623 |  | 40.2182 | 40.2182 | 40.2182
12 | 26 | 7 | 8624 | Yes |  | Pwr_8624 |  | 48.5392 | 48.5392 | 48.5392
12 | 26 | 8 | 8625 | Yes |  | Pwr_8625 |  | 58.9405 | 58.9405 | 58.9405
12 | 26 | 9 | 8626 | Yes |  | Pwr_8626 |  | 71.422 | 71.422 | 71.422
12 | 26 | 10 | 8627 | Yes |  | Pwr_8627 |  | 68.6483 | 68.6483 | 68.6483
12 | 26 | 11 | 8628 | Yes |  | Pwr_8628 |  | 63.7944 | 63.7944 | 63.7944
12 | 26 | 12 | 8629 | Yes |  | Pwr_8629 |  | 65.8746 | 65.8746 | 65.8746
12 | 26 | 13 | 8630 | Yes |  | Pwr_8630 |  | 69.3417 | 69.3417 | 69.3417
12 | 26 | 14 | 8631 | Yes |  | Pwr_8631 |  | 70.7286 | 70.7286 | 70.7286
12 | 26 | 15 | 8632 | Yes |  | Pwr_8632 |  | 71.422 | 71.422 | 71.422
12 | 26 | 16 | 8633 | Yes |  | Pwr_8633 |  | 72.8088 | 72.8088 | 72.8088
12 | 26 | 17 | 8634 | Yes |  | Pwr_8634 |  | 58.9405 | 58.9405 | 58.9405
12 | 26 | 18 | 8635 | Yes |  | Pwr_8635 |  | 48.5392 | 48.5392 | 48.5392
12 | 26 | 19 | 8636 | Yes |  | Pwr_8636 |  | 38.1379 | 38.1379 | 38.1379
12 | 26 | 20 | 8637 | Yes |  | Pwr_8637 |  | 24.2696 | 24.2696 | 24.2696
12 | 26 | 21 | 8638 | Yes |  | Pwr_8638 |  | 13.8683 | 13.8683 | 13.8683
12 | 26 | 22 | 8639 | Yes |  | Pwr_8639 |  | 13.8683 | 13.8683 | 13.8683
12 | 26 | 23 | 8640 | Yes |  | Pwr_8640 |  | 13.8683 | 13.8683 | 13.8683
12 | 27 | 0 | 8641 | Yes |  | Pwr_8641 |  | 13.8683 | 13.8683 | 13.8683
12 | 27 | 1 | 8642 | Yes |  | Pwr_8642 |  | 13.8683 | 13.8683 | 13.8683
12 | 27 | 2 | 8643 | Yes |  | Pwr_8643 |  | 13.8683 | 13.8683 | 13.8683
12 | 27 | 3 | 8644 | Yes |  | Pwr_8644 |  | 13.8683 | 13.8683 | 13.8683
12 | 27 | 4 | 8645 | Yes |  | Pwr_8645 |  | 20.8025 | 20.8025 | 20.8025
12 | 27 | 5 | 8646 | Yes |  | Pwr_8646 |  | 31.2038 | 31.2038 | 31.2038
12 | 27 | 6 | 8647 | Yes |  | Pwr_8647 |  | 40.2182 | 40.2182 | 40.2182
12 | 27 | 7 | 8648 | Yes |  | Pwr_8648 |  | 48.5392 | 48.5392 | 48.5392
12 | 27 | 8 | 8649 | Yes |  | Pwr_8649 |  | 58.9405 | 58.9405 | 58.9405
12 | 27 | 9 | 8650 | Yes |  | Pwr_8650 |  | 71.422 | 71.422 | 71.422
12 | 27 | 10 | 8651 | Yes |  | Pwr_8651 |  | 68.6483 | 68.6483 | 68.6483
12 | 27 | 11 | 8652 | Yes |  | Pwr_8652 |  | 63.7944 | 63.7944 | 63.7944
12 | 27 | 12 | 8653 | Yes |  | Pwr_8653 |  | 65.8746 | 65.8746 | 65.8746
12 | 27 | 13 | 8654 | Yes |  | Pwr_8654 |  | 69.3417 | 69.3417 | 69.3417
12 | 27 | 14 | 8655 | Yes |  | Pwr_8655 |  | 70.7286 | 70.7286 | 70.7286
12 | 27 | 15 | 8656 | Yes |  | Pwr_8656 |  | 71.422 | 71.422 | 71.422
12 | 27 | 16 | 8657 | Yes |  | Pwr_8657 |  | 72.8088 | 72.8088 | 72.8088
12 | 27 | 17 | 8658 | Yes |  | Pwr_8658 |  | 58.9405 | 58.9405 | 58.9405
12 | 27 | 18 | 8659 | Yes |  | Pwr_8659 |  | 48.5392 | 48.5392 | 48.5392
12 | 27 | 19 | 8660 | Yes |  | Pwr_8660 |  | 38.1379 | 38.1379 | 38.1379
12 | 27 | 20 | 8661 | Yes |  | Pwr_8661 |  | 24.2696 | 24.2696 | 24.2696
12 | 27 | 21 | 8662 | Yes |  | Pwr_8662 |  | 13.8683 | 13.8683 | 13.8683
12 | 27 | 22 | 8663 | Yes |  | Pwr_8663 |  | 13.8683 | 13.8683 | 13.8683
12 | 27 | 23 | 8664 | Yes |  | Pwr_8664 |  | 13.8683 | 13.8683 | 13.8683
12 | 28 | 0 | 8665 | Saturday |  | Pwr_8665 |  | 13.8683 | 13.8683 | 13.8683
12 | 28 | 1 | 8666 | Saturday |  | Pwr_8666 |  | 13.8683 | 13.8683 | 13.8683
12 | 28 | 2 | 8667 | Saturday |  | Pwr_8667 |  | 13.8683 | 13.8683 | 13.8683
12 | 28 | 3 | 8668 | Saturday |  | Pwr_8668 |  | 13.8683 | 13.8683 | 13.8683
12 | 28 | 4 | 8669 | Saturday |  | Pwr_8669 |  | 20.8025 | 20.8025 | 20.8025
12 | 28 | 5 | 8670 | Saturday |  | Pwr_8670 |  | 31.2038 | 31.2038 | 31.2038
12 | 28 | 6 | 8671 | Saturday |  | Pwr_8671 |  | 40.2182 | 40.2182 | 40.2182
12 | 28 | 7 | 8672 | Saturday |  | Pwr_8672 |  | 48.5392 | 48.5392 | 48.5392
12 | 28 | 8 | 8673 | Saturday |  | Pwr_8673 |  | 58.9405 | 58.9405 | 58.9405
12 | 28 | 9 | 8674 | Saturday |  | Pwr_8674 |  | 71.422 | 71.422 | 71.422
12 | 28 | 10 | 8675 | Saturday |  | Pwr_8675 |  | 68.6483 | 68.6483 | 68.6483
12 | 28 | 11 | 8676 | Saturday |  | Pwr_8676 |  | 63.7944 | 63.7944 | 63.7944
12 | 28 | 12 | 8677 | Saturday |  | Pwr_8677 |  | 65.8746 | 65.8746 | 65.8746
12 | 28 | 13 | 8678 | Saturday |  | Pwr_8678 |  | 69.3417 | 69.3417 | 69.3417
12 | 28 | 14 | 8679 | Saturday |  | Pwr_8679 |  | 70.7286 | 70.7286 | 70.7286
12 | 28 | 15 | 8680 | Saturday |  | Pwr_8680 |  | 71.422 | 71.422 | 71.422
12 | 28 | 16 | 8681 | Saturday |  | Pwr_8681 |  | 72.8088 | 72.8088 | 72.8088
12 | 28 | 17 | 8682 | Saturday |  | Pwr_8682 |  | 58.9405 | 58.9405 | 58.9405
12 | 28 | 18 | 8683 | Saturday |  | Pwr_8683 |  | 48.5392 | 48.5392 | 48.5392
12 | 28 | 19 | 8684 | Saturday |  | Pwr_8684 |  | 38.1379 | 38.1379 | 38.1379
12 | 28 | 20 | 8685 | Saturday |  | Pwr_8685 |  | 24.2696 | 24.2696 | 24.2696
12 | 28 | 21 | 8686 | Saturday |  | Pwr_8686 |  | 13.8683 | 13.8683 | 13.8683
12 | 28 | 22 | 8687 | Saturday |  | Pwr_8687 |  | 13.8683 | 13.8683 | 13.8683
12 | 28 | 23 | 8688 | Saturday |  | Pwr_8688 |  | 13.8683 | 13.8683 | 13.8683
12 | 29 | 0 | 8689 | Sunday |  | Pwr_8689 |  | 13.8683 | 13.8683 | 13.8683
12 | 29 | 1 | 8690 | Sunday |  | Pwr_8690 |  | 13.8683 | 13.8683 | 13.8683
12 | 29 | 2 | 8691 | Sunday |  | Pwr_8691 |  | 13.8683 | 13.8683 | 13.8683
12 | 29 | 3 | 8692 | Sunday |  | Pwr_8692 |  | 13.8683 | 13.8683 | 13.8683
12 | 29 | 4 | 8693 | Sunday |  | Pwr_8693 |  | 13.8683 | 13.8683 | 13.8683
12 | 29 | 5 | 8694 | Sunday |  | Pwr_8694 |  | 13.8683 | 13.8683 | 13.8683
12 | 29 | 6 | 8695 | Sunday |  | Pwr_8695 |  | 13.8683 | 13.8683 | 13.8683
12 | 29 | 7 | 8696 | Sunday |  | Pwr_8696 |  | 13.8683 | 13.8683 | 13.8683
12 | 29 | 8 | 8697 | Sunday |  | Pwr_8697 |  | 13.8683 | 13.8683 | 13.8683
12 | 29 | 9 | 8698 | Sunday |  | Pwr_8698 |  | 13.8683 | 13.8683 | 13.8683
12 | 29 | 10 | 8699 | Sunday |  | Pwr_8699 |  | 13.8683 | 13.8683 | 13.8683
12 | 29 | 11 | 8700 | Sunday |  | Pwr_8700 |  | 13.8683 | 13.8683 | 13.8683
12 | 29 | 12 | 8701 | Sunday |  | Pwr_8701 |  | 13.8683 | 13.8683 | 13.8683
12 | 29 | 13 | 8702 | Sunday |  | Pwr_8702 |  | 13.8683 | 13.8683 | 13.8683
12 | 29 | 14 | 8703 | Sunday |  | Pwr_8703 |  | 13.8683 | 13.8683 | 13.8683
12 | 29 | 15 | 8704 | Sunday |  | Pwr_8704 |  | 13.8683 | 13.8683 | 13.8683
12 | 29 | 16 | 8705 | Sunday |  | Pwr_8705 |  | 13.8683 | 13.8683 | 13.8683
12 | 29 | 17 | 8706 | Sunday |  | Pwr_8706 |  | 13.8683 | 13.8683 | 13.8683
12 | 29 | 18 | 8707 | Sunday |  | Pwr_8707 |  | 13.8683 | 13.8683 | 13.8683
12 | 29 | 19 | 8708 | Sunday |  | Pwr_8708 |  | 13.8683 | 13.8683 | 13.8683
12 | 29 | 20 | 8709 | Sunday |  | Pwr_8709 |  | 13.8683 | 13.8683 | 13.8683
12 | 29 | 21 | 8710 | Sunday |  | Pwr_8710 |  | 13.8683 | 13.8683 | 13.8683
12 | 29 | 22 | 8711 | Sunday |  | Pwr_8711 |  | 13.8683 | 13.8683 | 13.8683
12 | 29 | 23 | 8712 | Sunday |  | Pwr_8712 |  | 13.8683 | 13.8683 | 13.8683
12 | 30 | 0 | 8713 | Yes |  | Pwr_8713 |  | 13.8683 | 13.8683 | 13.8683
12 | 30 | 1 | 8714 | Yes |  | Pwr_8714 |  | 13.8683 | 13.8683 | 13.8683
12 | 30 | 2 | 8715 | Yes |  | Pwr_8715 |  | 13.8683 | 13.8683 | 13.8683
12 | 30 | 3 | 8716 | Yes |  | Pwr_8716 |  | 13.8683 | 13.8683 | 13.8683
12 | 30 | 4 | 8717 | Yes |  | Pwr_8717 |  | 13.8683 | 13.8683 | 13.8683
12 | 30 | 5 | 8718 | Yes |  | Pwr_8718 |  | 13.8683 | 13.8683 | 13.8683
12 | 30 | 6 | 8719 | Yes |  | Pwr_8719 |  | 13.8683 | 13.8683 | 13.8683
12 | 30 | 7 | 8720 | Yes |  | Pwr_8720 |  | 13.8683 | 13.8683 | 13.8683
12 | 30 | 8 | 8721 | Yes |  | Pwr_8721 |  | 13.8683 | 13.8683 | 13.8683
12 | 30 | 9 | 8722 | Yes |  | Pwr_8722 |  | 13.8683 | 13.8683 | 13.8683
12 | 30 | 10 | 8723 | Yes |  | Pwr_8723 |  | 13.8683 | 13.8683 | 13.8683
12 | 30 | 11 | 8724 | Yes |  | Pwr_8724 |  | 13.8683 | 13.8683 | 13.8683
12 | 30 | 12 | 8725 | Yes |  | Pwr_8725 |  | 13.8683 | 13.8683 | 13.8683
12 | 30 | 13 | 8726 | Yes |  | Pwr_8726 |  | 13.8683 | 13.8683 | 13.8683
12 | 30 | 14 | 8727 | Yes |  | Pwr_8727 |  | 13.8683 | 13.8683 | 13.8683
12 | 30 | 15 | 8728 | Yes |  | Pwr_8728 |  | 13.8683 | 13.8683 | 13.8683
12 | 30 | 16 | 8729 | Yes |  | Pwr_8729 |  | 13.8683 | 13.8683 | 13.8683
12 | 30 | 17 | 8730 | Yes |  | Pwr_8730 |  | 13.8683 | 13.8683 | 13.8683
12 | 30 | 18 | 8731 | Yes |  | Pwr_8731 |  | 13.8683 | 13.8683 | 13.8683
12 | 30 | 19 | 8732 | Yes |  | Pwr_8732 |  | 13.8683 | 13.8683 | 13.8683
12 | 30 | 20 | 8733 | Yes |  | Pwr_8733 |  | 13.8683 | 13.8683 | 13.8683
12 | 30 | 21 | 8734 | Yes |  | Pwr_8734 |  | 13.8683 | 13.8683 | 13.8683
12 | 30 | 22 | 8735 | Yes |  | Pwr_8735 |  | 13.8683 | 13.8683 | 13.8683
12 | 30 | 23 | 8736 | Yes |  | Pwr_8736 |  | 13.8683 | 13.8683 | 13.8683
12 | 31 | 0 | 8737 | Yes |  | Pwr_8737 |  | 13.8683 | 13.8683 | 13.8683
12 | 31 | 1 | 8738 | Yes |  | Pwr_8738 |  | 13.8683 | 13.8683 | 13.8683
12 | 31 | 2 | 8739 | Yes |  | Pwr_8739 |  | 13.8683 | 13.8683 | 13.8683
12 | 31 | 3 | 8740 | Yes |  | Pwr_8740 |  | 13.8683 | 13.8683 | 13.8683
12 | 31 | 4 | 8741 | Yes |  | Pwr_8741 |  | 20.8025 | 20.8025 | 20.8025
12 | 31 | 5 | 8742 | Yes |  | Pwr_8742 |  | 31.2038 | 31.2038 | 31.2038
12 | 31 | 6 | 8743 | Yes |  | Pwr_8743 |  | 40.2182 | 40.2182 | 40.2182
12 | 31 | 7 | 8744 | Yes |  | Pwr_8744 |  | 48.5392 | 48.5392 | 48.5392
12 | 31 | 8 | 8745 | Yes |  | Pwr_8745 |  | 58.9405 | 58.9405 | 58.9405
12 | 31 | 9 | 8746 | Yes |  | Pwr_8746 |  | 71.422 | 71.422 | 71.422
12 | 31 | 10 | 8747 | Yes |  | Pwr_8747 |  | 68.6483 | 68.6483 | 68.6483
12 | 31 | 11 | 8748 | Yes |  | Pwr_8748 |  | 63.7944 | 63.7944 | 63.7944
12 | 31 | 12 | 8749 | Yes |  | Pwr_8749 |  | 65.8746 | 65.8746 | 65.8746
12 | 31 | 13 | 8750 | Yes |  | Pwr_8750 |  | 69.3417 | 69.3417 | 69.3417
12 | 31 | 14 | 8751 | Yes |  | Pwr_8751 |  | 70.7286 | 70.7286 | 70.7286
12 | 31 | 15 | 8752 | Yes |  | Pwr_8752 |  | 71.422 | 71.422 | 71.422
12 | 31 | 16 | 8753 | Yes |  | Pwr_8753 |  | 72.8088 | 72.8088 | 72.8088
12 | 31 | 17 | 8754 | Yes |  | Pwr_8754 |  | 58.9405 | 58.9405 | 58.9405
12 | 31 | 18 | 8755 | Yes |  | Pwr_8755 |  | 48.5392 | 48.5392 | 48.5392
12 | 31 | 19 | 8756 | Yes |  | Pwr_8756 |  | 38.1379 | 38.1379 | 38.1379
12 | 31 | 20 | 8757 | Yes |  | Pwr_8757 |  | 24.2696 | 24.2696 | 24.2696
12 | 31 | 21 | 8758 | Yes |  | Pwr_8758 |  | 13.8683 | 13.8683 | 13.8683
12 | 31 | 22 | 8759 | Yes |  | Pwr_8759 |  | 13.8683 | 13.8683 | 13.8683
12 | 31 | 23 | 8760 | Yes |  | Pwr_8760 |  | 13.8683 | 13.8683 | 13.8683
Insert New Rows Pior to This Row

## IrradianceOptions
[7 empty] | Start | None | Cheyenne | Phoenix | <Open> | End - Not a Selection
Assumptions, comments, and other Notes | [5 empty] | Comments
Location Characteristics
| City |  |  |  |  | Loc_City |  | None | Cheyenne | Phoenix
| County |  |  |  |  | Loc_County |  | None | Laramie | Maricopa
| State |  |  |  |  | Loc_State |  | None | WY | AZ
| Country |  |  |  |  | Loc_Country |  | None | USA | USA
Month | Day | Hour | Hour of Year | Weekday? Y/N | Holiday? Y/N | Start |  | Power Generation by Hour (KWH)
1 | 1 | 0 | 1 | Sunday |  | Irradiance_1 |  | 0 | 0 | 0
1 | 1 | 1 | 2 | Sunday |  | Irradiance_2 |  | 0 | 0 | 0
1 | 1 | 2 | 3 | Sunday |  | Irradiance_3 |  | 0 | 0 | 0
1 | 1 | 3 | 4 | Sunday |  | Irradiance_4 |  | 0 | 0 | 0
1 | 1 | 4 | 5 | Sunday |  | Irradiance_5 |  | 0 | 0 | 0
1 | 1 | 5 | 6 | Sunday |  | Irradiance_6 |  | 0 | 0 | 0
1 | 1 | 6 | 7 | Sunday |  | Irradiance_7 |  | 0 | 0 | 0
1 | 1 | 7 | 8 | Sunday |  | Irradiance_8 |  | 0 | 0 | 0
1 | 1 | 8 | 9 | Sunday |  | Irradiance_9 |  | 0 | 17.05 | 1.73
1 | 1 | 9 | 10 | Sunday |  | Irradiance_10 |  | 0 | 37.045 | 4.7832
1 | 1 | 10 | 11 | Sunday |  | Irradiance_11 |  | 0 | 64.756 | 8.9658
1 | 1 | 11 | 12 | Sunday |  | Irradiance_12 |  | 0 | 76.521 | 10.7165
1 | 1 | 12 | 13 | Sunday |  | Irradiance_13 |  | 0 | 70.071 | 9.7216
1 | 1 | 13 | 14 | Sunday |  | Irradiance_14 |  | 0 | 46.543 | 6.1734
1 | 1 | 14 | 15 | Sunday |  | Irradiance_15 |  | 0 | 17.035 | 1.7021
1 | 1 | 15 | 16 | Sunday |  | Irradiance_16 |  | 0 | 1.906 | 0
1 | 1 | 16 | 17 | Sunday |  | Irradiance_17 |  | 0 | 0 | 0
1 | 1 | 17 | 18 | Sunday |  | Irradiance_18 |  | 0 | 0 | 0
1 | 1 | 18 | 19 | Sunday |  | Irradiance_19 |  | 0 | 0 | 0
1 | 1 | 19 | 20 | Sunday |  | Irradiance_20 |  | 0 | 0 | 0
1 | 1 | 20 | 21 | Sunday |  | Irradiance_21 |  | 0 | 0 | 0
1 | 1 | 21 | 22 | Sunday |  | Irradiance_22 |  | 0 | 0 | 0
1 | 1 | 22 | 23 | Sunday |  | Irradiance_23 |  | 0 | 0 | 0
1 | 1 | 23 | 24 | Sunday |  | Irradiance_24 |  | 0 | 0 | 0
1 | 2 | 0 | 25 | Yes |  | Irradiance_25 |  | 0 | 0 | 0
1 | 2 | 1 | 26 | Yes |  | Irradiance_26 |  | 0 | 0 | 0
1 | 2 | 2 | 27 | Yes |  | Irradiance_27 |  | 0 | 0 | 0
1 | 2 | 3 | 28 | Yes |  | Irradiance_28 |  | 0 | 0 | 0
1 | 2 | 4 | 29 | Yes |  | Irradiance_29 |  | 0 | 0 | 0
1 | 2 | 5 | 30 | Yes |  | Irradiance_30 |  | 0 | 0 | 0
1 | 2 | 6 | 31 | Yes |  | Irradiance_31 |  | 0 | 0 | 0
1 | 2 | 7 | 32 | Yes |  | Irradiance_32 |  | 0 | 0 | 0
1 | 2 | 8 | 33 | Yes |  | Irradiance_33 |  | 0 | 6.611 | 0.09888
1 | 2 | 9 | 34 | Yes |  | Irradiance_34 |  | 0 | 17.024 | 1.6466
1 | 2 | 10 | 35 | Yes |  | Irradiance_35 |  | 0 | 27.458 | 3.1949
1 | 2 | 11 | 36 | Yes |  | Irradiance_36 |  | 0 | 33.157 | 4.0395
1 | 2 | 12 | 37 | Yes |  | Irradiance_37 |  | 0 | 30.307 | 3.6218
1 | 2 | 13 | 38 | Yes |  | Irradiance_38 |  | 0 | 20.816 | 2.2069
1 | 2 | 14 | 39 | Yes |  | Irradiance_39 |  | 0 | 7.556 | 0.23952
1 | 2 | 15 | 40 | Yes |  | Irradiance_40 |  | 0 | 0.953 | 0
1 | 2 | 16 | 41 | Yes |  | Irradiance_41 |  | 0 | 0 | 0
1 | 2 | 17 | 42 | Yes |  | Irradiance_42 |  | 0 | 0 | 0
1 | 2 | 18 | 43 | Yes |  | Irradiance_43 |  | 0 | 0 | 0
1 | 2 | 19 | 44 | Yes |  | Irradiance_44 |  | 0 | 0 | 0
1 | 2 | 20 | 45 | Yes |  | Irradiance_45 |  | 0 | 0 | 0
1 | 2 | 21 | 46 | Yes |  | Irradiance_46 |  | 0 | 0 | 0
1 | 2 | 22 | 47 | Yes |  | Irradiance_47 |  | 0 | 0 | 0
1 | 2 | 23 | 48 | Yes |  | Irradiance_48 |  | 0 | 0 | 0
1 | 3 | 0 | 49 | Yes |  | Irradiance_49 |  | 0 | 0 | 0
1 | 3 | 1 | 50 | Yes |  | Irradiance_50 |  | 0 | 0 | 0
1 | 3 | 2 | 51 | Yes |  | Irradiance_51 |  | 0 | 0 | 0
1 | 3 | 3 | 52 | Yes |  | Irradiance_52 |  | 0 | 0 | 0
1 | 3 | 4 | 53 | Yes |  | Irradiance_53 |  | 0 | 0 | 0
1 | 3 | 5 | 54 | Yes |  | Irradiance_54 |  | 0 | 0 | 0
1 | 3 | 6 | 55 | Yes |  | Irradiance_55 |  | 0 | 0 | 0
1 | 3 | 7 | 56 | Yes |  | Irradiance_56 |  | 0 | 0 | 0
1 | 3 | 8 | 57 | Yes |  | Irradiance_57 |  | 0 | 4.72 | 0
1 | 3 | 9 | 58 | Yes |  | Irradiance_58 |  | 0 | 17.024 | 1.6314
1 | 3 | 10 | 59 | Yes |  | Irradiance_59 |  | 0 | 28.408 | 3.3182
1 | 3 | 11 | 60 | Yes |  | Irradiance_60 |  | 0 | 33.157 | 4.0208
1 | 3 | 12 | 61 | Yes |  | Irradiance_61 |  | 0 | 30.307 | 3.6077
1 | 3 | 13 | 62 | Yes |  | Irradiance_62 |  | 0 | 74.798 | 10.1378
1 | 3 | 14 | 63 | Yes |  | Irradiance_63 |  | 0 | 39.063 | 4.9114
1 | 3 | 15 | 64 | Yes |  | Irradiance_64 |  | 0 | 3.813 | 0
1 | 3 | 16 | 65 | Yes |  | Irradiance_65 |  | 0 | 0 | 0
1 | 3 | 17 | 66 | Yes |  | Irradiance_66 |  | 0 | 0 | 0
1 | 3 | 18 | 67 | Yes |  | Irradiance_67 |  | 0 | 0 | 0
1 | 3 | 19 | 68 | Yes |  | Irradiance_68 |  | 0 | 0 | 0
1 | 3 | 20 | 69 | Yes |  | Irradiance_69 |  | 0 | 0 | 0
1 | 3 | 21 | 70 | Yes |  | Irradiance_70 |  | 0 | 0 | 0
1 | 3 | 22 | 71 | Yes |  | Irradiance_71 |  | 0 | 0 | 0
1 | 3 | 23 | 72 | Yes |  | Irradiance_72 |  | 0 | 0 | 0
1 | 4 | 0 | 73 | Yes |  | Irradiance_73 |  | 0 | 0 | 0
1 | 4 | 1 | 74 | Yes |  | Irradiance_74 |  | 0 | 0 | 0
1 | 4 | 2 | 75 | Yes |  | Irradiance_75 |  | 0 | 0 | 0
1 | 4 | 3 | 76 | Yes |  | Irradiance_76 |  | 0 | 0 | 0
1 | 4 | 4 | 77 | Yes |  | Irradiance_77 |  | 0 | 0 | 0
1 | 4 | 5 | 78 | Yes |  | Irradiance_78 |  | 0 | 0 | 0
1 | 4 | 6 | 79 | Yes |  | Irradiance_79 |  | 0 | 0 | 0
1 | 4 | 7 | 80 | Yes |  | Irradiance_80 |  | 0 | 0 | 0
1 | 4 | 8 | 81 | Yes |  | Irradiance_81 |  | 0 | 24.048 | 2.7069
1 | 4 | 9 | 82 | Yes |  | Irradiance_82 |  | 0 | 221.398 | 30.508
1 | 4 | 10 | 83 | Yes |  | Irradiance_83 |  | 0 | 212.834 | 29.8013
1 | 4 | 11 | 84 | Yes |  | Irradiance_84 |  | 0 | 126.887 | 17.7979
1 | 4 | 12 | 85 | Yes |  | Irradiance_85 |  | 0 | 31.257 | 3.7384
1 | 4 | 13 | 86 | Yes |  | Irradiance_86 |  | 0 | 21.765 | 2.3237
1 | 4 | 14 | 87 | Yes |  | Irradiance_87 |  | 0 | 8.502 | 0.37152
1 | 4 | 15 | 88 | Yes |  | Irradiance_88 |  | 0 | 0.953 | 0
1 | 4 | 16 | 89 | Yes |  | Irradiance_89 |  | 0 | 0 | 0
1 | 4 | 17 | 90 | Yes |  | Irradiance_90 |  | 0 | 0 | 0
1 | 4 | 18 | 91 | Yes |  | Irradiance_91 |  | 0 | 0 | 0
1 | 4 | 19 | 92 | Yes |  | Irradiance_92 |  | 0 | 0 | 0
1 | 4 | 20 | 93 | Yes |  | Irradiance_93 |  | 0 | 0 | 0
1 | 4 | 21 | 94 | Yes |  | Irradiance_94 |  | 0 | 0 | 0
1 | 4 | 22 | 95 | Yes |  | Irradiance_95 |  | 0 | 0 | 0
1 | 4 | 23 | 96 | Yes |  | Irradiance_96 |  | 0 | 0 | 0
1 | 5 | 0 | 97 | Yes |  | Irradiance_97 |  | 0 | 0 | 0
1 | 5 | 1 | 98 | Yes |  | Irradiance_98 |  | 0 | 0 | 0
1 | 5 | 2 | 99 | Yes |  | Irradiance_99 |  | 0 | 0 | 0
1 | 5 | 3 | 100 | Yes |  | Irradiance_100 |  | 0 | 0 | 0
1 | 5 | 4 | 101 | Yes |  | Irradiance_101 |  | 0 | 0 | 0
1 | 5 | 5 | 102 | Yes |  | Irradiance_102 |  | 0 | 0 | 0
1 | 5 | 6 | 103 | Yes |  | Irradiance_103 |  | 0 | 0 | 0
1 | 5 | 7 | 104 | Yes |  | Irradiance_104 |  | 0 | 0 | 0
1 | 5 | 8 | 105 | Yes |  | Irradiance_105 |  | 0 | 10.399 | 0.66576
1 | 5 | 9 | 106 | Yes |  | Irradiance_106 |  | 0 | 38.06 | 4.7904
1 | 5 | 10 | 107 | Yes |  | Irradiance_107 |  | 0 | 91.243 | 12.6115
1 | 5 | 11 | 108 | Yes |  | Irradiance_108 |  | 0 | 157.237 | 22.193
1 | 5 | 12 | 109 | Yes |  | Irradiance_109 |  | 0 | 177.25 | 25.0136
1 | 5 | 13 | 110 | Yes |  | Irradiance_110 |  | 0 | 163.729 | 22.9155
1 | 5 | 14 | 111 | Yes |  | Irradiance_111 |  | 0 | 57.706 | 7.5722
1 | 5 | 15 | 112 | Yes |  | Irradiance_112 |  | 0 | 4.766 | 0
1 | 5 | 16 | 113 | Yes |  | Irradiance_113 |  | 0 | 0 | 0
1 | 5 | 17 | 114 | Yes |  | Irradiance_114 |  | 0 | 0 | 0
1 | 5 | 18 | 115 | Yes |  | Irradiance_115 |  | 0 | 0 | 0
1 | 5 | 19 | 116 | Yes |  | Irradiance_116 |  | 0 | 0 | 0
1 | 5 | 20 | 117 | Yes |  | Irradiance_117 |  | 0 | 0 | 0
1 | 5 | 21 | 118 | Yes |  | Irradiance_118 |  | 0 | 0 | 0
1 | 5 | 22 | 119 | Yes |  | Irradiance_119 |  | 0 | 0 | 0
1 | 5 | 23 | 120 | Yes |  | Irradiance_120 |  | 0 | 0 | 0
1 | 6 | 0 | 121 | Yes |  | Irradiance_121 |  | 0 | 0 | 0
1 | 6 | 1 | 122 | Yes |  | Irradiance_122 |  | 0 | 0 | 0
1 | 6 | 2 | 123 | Yes |  | Irradiance_123 |  | 0 | 0 | 0
1 | 6 | 3 | 124 | Yes |  | Irradiance_124 |  | 0 | 0 | 0
1 | 6 | 4 | 125 | Yes |  | Irradiance_125 |  | 0 | 0 | 0
1 | 6 | 5 | 126 | Yes |  | Irradiance_126 |  | 0 | 0 | 0
1 | 6 | 6 | 127 | Yes |  | Irradiance_127 |  | 0 | 0 | 0
1 | 6 | 7 | 128 | Yes |  | Irradiance_128 |  | 0 | 0 | 0
1 | 6 | 8 | 129 | Yes |  | Irradiance_129 |  | 0 | 12.297 | 0.96912
1 | 6 | 9 | 130 | Yes |  | Irradiance_130 |  | 0 | 60.286 | 8.1974
1 | 6 | 10 | 131 | Yes |  | Irradiance_131 |  | 0 | 110.94 | 15.7586
1 | 6 | 11 | 132 | Yes |  | Irradiance_132 |  | 0 | 158.805 | 22.6664
1 | 6 | 12 | 133 | Yes |  | Irradiance_133 |  | 0 | 158.398 | 22.5341
1 | 6 | 13 | 134 | Yes |  | Irradiance_134 |  | 0 | 110.129 | 15.4734
1 | 6 | 14 | 135 | Yes |  | Irradiance_135 |  | 0 | 36.408 | 4.6189
1 | 6 | 15 | 136 | Yes |  | Irradiance_136 |  | 0 | 3.813 | 0
1 | 6 | 16 | 137 | Yes |  | Irradiance_137 |  | 0 | 0 | 0
1 | 6 | 17 | 138 | Yes |  | Irradiance_138 |  | 0 | 0 | 0
1 | 6 | 18 | 139 | Yes |  | Irradiance_139 |  | 0 | 0 | 0
1 | 6 | 19 | 140 | Yes |  | Irradiance_140 |  | 0 | 0 | 0
1 | 6 | 20 | 141 | Yes |  | Irradiance_141 |  | 0 | 0 | 0
1 | 6 | 21 | 142 | Yes |  | Irradiance_142 |  | 0 | 0 | 0
1 | 6 | 22 | 143 | Yes |  | Irradiance_143 |  | 0 | 0 | 0
1 | 6 | 23 | 144 | Yes |  | Irradiance_144 |  | 0 | 0 | 0
1 | 7 | 0 | 145 | Saturday |  | Irradiance_145 |  | 0 | 0 | 0
1 | 7 | 1 | 146 | Saturday |  | Irradiance_146 |  | 0 | 0 | 0
1 | 7 | 2 | 147 | Saturday |  | Irradiance_147 |  | 0 | 0 | 0
1 | 7 | 3 | 148 | Saturday |  | Irradiance_148 |  | 0 | 0 | 0
1 | 7 | 4 | 149 | Saturday |  | Irradiance_149 |  | 0 | 0 | 0
1 | 7 | 5 | 150 | Saturday |  | Irradiance_150 |  | 0 | 0 | 0
1 | 7 | 6 | 151 | Saturday |  | Irradiance_151 |  | 0 | 0 | 0
1 | 7 | 7 | 152 | Saturday |  | Irradiance_152 |  | 0 | 0 | 0
1 | 7 | 8 | 153 | Saturday |  | Irradiance_153 |  | 0 | 6.611 | 0.1024
1 | 7 | 9 | 154 | Saturday |  | Irradiance_154 |  | 0 | 28.418 | 3.345
1 | 7 | 10 | 155 | Saturday |  | Irradiance_155 |  | 0 | 53.909 | 7.051
1 | 7 | 11 | 156 | Saturday |  | Irradiance_156 |  | 0 | 72.359 | 9.7448
1 | 7 | 12 | 157 | Saturday |  | Irradiance_157 |  | 0 | 74.136 | 9.9923
1 | 7 | 13 | 158 | Saturday |  | Irradiance_158 |  | 0 | 70.252 | 9.4354
1 | 7 | 14 | 159 | Saturday |  | Irradiance_159 |  | 0 | 32.263 | 3.8946
1 | 7 | 15 | 160 | Saturday |  | Irradiance_160 |  | 0 | 4.766 | 0
1 | 7 | 16 | 161 | Saturday |  | Irradiance_161 |  | 0 | 0 | 0
1 | 7 | 17 | 162 | Saturday |  | Irradiance_162 |  | 0 | 0 | 0
1 | 7 | 18 | 163 | Saturday |  | Irradiance_163 |  | 0 | 0 | 0
1 | 7 | 19 | 164 | Saturday |  | Irradiance_164 |  | 0 | 0 | 0
1 | 7 | 20 | 165 | Saturday |  | Irradiance_165 |  | 0 | 0 | 0
1 | 7 | 21 | 166 | Saturday |  | Irradiance_166 |  | 0 | 0 | 0
1 | 7 | 22 | 167 | Saturday |  | Irradiance_167 |  | 0 | 0 | 0
1 | 7 | 23 | 168 | Saturday |  | Irradiance_168 |  | 0 | 0 | 0
1 | 8 | 0 | 169 | Sunday |  | Irradiance_169 |  | 0 | 0 | 0
1 | 8 | 1 | 170 | Sunday |  | Irradiance_170 |  | 0 | 0 | 0
1 | 8 | 2 | 171 | Sunday |  | Irradiance_171 |  | 0 | 0 | 0
1 | 8 | 3 | 172 | Sunday |  | Irradiance_172 |  | 0 | 0 | 0
1 | 8 | 4 | 173 | Sunday |  | Irradiance_173 |  | 0 | 0 | 0
1 | 8 | 5 | 174 | Sunday |  | Irradiance_174 |  | 0 | 0 | 0
1 | 8 | 6 | 175 | Sunday |  | Irradiance_175 |  | 0 | 0 | 0
1 | 8 | 7 | 176 | Sunday |  | Irradiance_176 |  | 0 | 0 | 0
1 | 8 | 8 | 177 | Sunday |  | Irradiance_177 |  | 0 | 10.399 | 0.67456
1 | 8 | 9 | 178 | Sunday |  | Irradiance_178 |  | 0 | 17.972 | 1.8109
1 | 8 | 10 | 179 | Sunday |  | Irradiance_179 |  | 0 | 81.189 | 11.1909
1 | 8 | 11 | 180 | Sunday |  | Irradiance_180 |  | 0 | 180.527 | 25.6022
1 | 8 | 12 | 181 | Sunday |  | Irradiance_181 |  | 0 | 241.561 | 33.9808
1 | 8 | 13 | 182 | Sunday |  | Irradiance_182 |  | 0 | 147.975 | 20.6074
1 | 8 | 14 | 183 | Sunday |  | Irradiance_183 |  | 0 | 37.224 | 4.6448
1 | 8 | 15 | 184 | Sunday |  | Irradiance_184 |  | 0 | 3.813 | 0
1 | 8 | 16 | 185 | Sunday |  | Irradiance_185 |  | 0 | 0 | 0
1 | 8 | 17 | 186 | Sunday |  | Irradiance_186 |  | 0 | 0 | 0
1 | 8 | 18 | 187 | Sunday |  | Irradiance_187 |  | 0 | 0 | 0
1 | 8 | 19 | 188 | Sunday |  | Irradiance_188 |  | 0 | 0 | 0
1 | 8 | 20 | 189 | Sunday |  | Irradiance_189 |  | 0 | 0 | 0
1 | 8 | 21 | 190 | Sunday |  | Irradiance_190 |  | 0 | 0 | 0
1 | 8 | 22 | 191 | Sunday |  | Irradiance_191 |  | 0 | 0 | 0
1 | 8 | 23 | 192 | Sunday |  | Irradiance_192 |  | 0 | 0 | 0
1 | 9 | 0 | 193 | Yes |  | Irradiance_193 |  | 0 | 0 | 0
1 | 9 | 1 | 194 | Yes |  | Irradiance_194 |  | 0 | 0 | 0
1 | 9 | 2 | 195 | Yes |  | Irradiance_195 |  | 0 | 0 | 0
1 | 9 | 3 | 196 | Yes |  | Irradiance_196 |  | 0 | 0 | 0
1 | 9 | 4 | 197 | Yes |  | Irradiance_197 |  | 0 | 0 | 0
1 | 9 | 5 | 198 | Yes |  | Irradiance_198 |  | 0 | 0 | 0
1 | 9 | 6 | 199 | Yes |  | Irradiance_199 |  | 0 | 0 | 0
1 | 9 | 7 | 200 | Yes |  | Irradiance_200 |  | 0 | 0 | 0
1 | 9 | 8 | 201 | Yes |  | Irradiance_201 |  | 0 | 12.296 | 0.95184
1 | 9 | 9 | 202 | Yes |  | Irradiance_202 |  | 0 | 40.145 | 5.103
1 | 9 | 10 | 203 | Yes |  | Irradiance_203 |  | 0 | 68.809 | 9.2715
1 | 9 | 11 | 204 | Yes |  | Irradiance_204 |  | 0 | 82.787 | 11.2635
1 | 9 | 12 | 205 | Yes |  | Irradiance_205 |  | 0 | 76.226 | 10.2928
1 | 9 | 13 | 206 | Yes |  | Irradiance_206 |  | 0 | 53.871 | 7.005
1 | 9 | 14 | 207 | Yes |  | Irradiance_207 |  | 0 | 21.779 | 2.3104
1 | 9 | 15 | 208 | Yes |  | Irradiance_208 |  | 0 | 2.859 | 0
1 | 9 | 16 | 209 | Yes |  | Irradiance_209 |  | 0 | 0 | 0
1 | 9 | 17 | 210 | Yes |  | Irradiance_210 |  | 0 | 0 | 0
1 | 9 | 18 | 211 | Yes |  | Irradiance_211 |  | 0 | 0 | 0
1 | 9 | 19 | 212 | Yes |  | Irradiance_212 |  | 0 | 0 | 0
1 | 9 | 20 | 213 | Yes |  | Irradiance_213 |  | 0 | 0 | 0
1 | 9 | 21 | 214 | Yes |  | Irradiance_214 |  | 0 | 0 | 0
1 | 9 | 22 | 215 | Yes |  | Irradiance_215 |  | 0 | 0 | 0
1 | 9 | 23 | 216 | Yes |  | Irradiance_216 |  | 0 | 0 | 0
1 | 10 | 0 | 217 | Yes |  | Irradiance_217 |  | 0 | 0 | 0
1 | 10 | 1 | 218 | Yes |  | Irradiance_218 |  | 0 | 0 | 0
1 | 10 | 2 | 219 | Yes |  | Irradiance_219 |  | 0 | 0 | 0
1 | 10 | 3 | 220 | Yes |  | Irradiance_220 |  | 0 | 0 | 0
1 | 10 | 4 | 221 | Yes |  | Irradiance_221 |  | 0 | 0 | 0
1 | 10 | 5 | 222 | Yes |  | Irradiance_222 |  | 0 | 0 | 0
1 | 10 | 6 | 223 | Yes |  | Irradiance_223 |  | 0 | 0 | 0
1 | 10 | 7 | 224 | Yes |  | Irradiance_224 |  | 0 | 0.953 | 0
1 | 10 | 8 | 225 | Yes |  | Irradiance_225 |  | 0 | 16.094 | 1.5426
1 | 10 | 9 | 226 | Yes |  | Irradiance_226 |  | 0 | 41.23 | 5.3243
1 | 10 | 10 | 227 | Yes |  | Irradiance_227 |  | 0 | 112.776 | 15.8806
1 | 10 | 11 | 228 | Yes |  | Irradiance_228 |  | 0 | 205.358 | 29.2371
1 | 10 | 12 | 229 | Yes |  | Irradiance_229 |  | 0 | 244.45 | 34.793
1 | 10 | 13 | 230 | Yes |  | Irradiance_230 |  | 0 | 173.248 | 24.4379
1 | 10 | 14 | 231 | Yes |  | Irradiance_231 |  | 0 | 60.404 | 8.1027
1 | 10 | 15 | 232 | Yes |  | Irradiance_232 |  | 0 | 4.721 | 0
1 | 10 | 16 | 233 | Yes |  | Irradiance_233 |  | 0 | 0 | 0
1 | 10 | 17 | 234 | Yes |  | Irradiance_234 |  | 0 | 0 | 0
1 | 10 | 18 | 235 | Yes |  | Irradiance_235 |  | 0 | 0 | 0
1 | 10 | 19 | 236 | Yes |  | Irradiance_236 |  | 0 | 0 | 0
1 | 10 | 20 | 237 | Yes |  | Irradiance_237 |  | 0 | 0 | 0
1 | 10 | 21 | 238 | Yes |  | Irradiance_238 |  | 0 | 0 | 0
1 | 10 | 22 | 239 | Yes |  | Irradiance_239 |  | 0 | 0 | 0
1 | 10 | 23 | 240 | Yes |  | Irradiance_240 |  | 0 | 0 | 0
1 | 11 | 0 | 241 | Yes |  | Irradiance_241 |  | 0 | 0 | 0
1 | 11 | 1 | 242 | Yes |  | Irradiance_242 |  | 0 | 0 | 0
1 | 11 | 2 | 243 | Yes |  | Irradiance_243 |  | 0 | 0 | 0
1 | 11 | 3 | 244 | Yes |  | Irradiance_244 |  | 0 | 0 | 0
1 | 11 | 4 | 245 | Yes |  | Irradiance_245 |  | 0 | 0 | 0
1 | 11 | 5 | 246 | Yes |  | Irradiance_246 |  | 0 | 0 | 0
1 | 11 | 6 | 247 | Yes |  | Irradiance_247 |  | 0 | 0 | 0
1 | 11 | 7 | 248 | Yes |  | Irradiance_248 |  | 0 | 0.953 | 0
1 | 11 | 8 | 249 | Yes |  | Irradiance_249 |  | 0 | 20.853 | 2.316
1 | 11 | 9 | 250 | Yes |  | Irradiance_250 |  | 0 | 65.968 | 9.1411
1 | 11 | 10 | 251 | Yes |  | Irradiance_251 |  | 0 | 158.417 | 22.6811
1 | 11 | 11 | 252 | Yes |  | Irradiance_252 |  | 0 | 235.4 | 33.8096
1 | 11 | 12 | 253 | Yes |  | Irradiance_253 |  | 0 | 242.941 | 34.7859
1 | 11 | 13 | 254 | Yes |  | Irradiance_254 |  | 0 | 199.489 | 28.1618
1 | 11 | 14 | 255 | Yes |  | Irradiance_255 |  | 0 | 76.923 | 10.5085
1 | 11 | 15 | 256 | Yes |  | Irradiance_256 |  | 0 | 7.563 | 0.25984
1 | 11 | 16 | 257 | Yes |  | Irradiance_257 |  | 0 | 0 | 0
1 | 11 | 17 | 258 | Yes |  | Irradiance_258 |  | 0 | 0 | 0
1 | 11 | 18 | 259 | Yes |  | Irradiance_259 |  | 0 | 0 | 0
1 | 11 | 19 | 260 | Yes |  | Irradiance_260 |  | 0 | 0 | 0
1 | 11 | 20 | 261 | Yes |  | Irradiance_261 |  | 0 | 0 | 0
1 | 11 | 21 | 262 | Yes |  | Irradiance_262 |  | 0 | 0 | 0
1 | 11 | 22 | 263 | Yes |  | Irradiance_263 |  | 0 | 0 | 0
1 | 11 | 23 | 264 | Yes |  | Irradiance_264 |  | 0 | 0 | 0
1 | 12 | 0 | 265 | Yes |  | Irradiance_265 |  | 0 | 0 | 0
1 | 12 | 1 | 266 | Yes |  | Irradiance_266 |  | 0 | 0 | 0
1 | 12 | 2 | 267 | Yes |  | Irradiance_267 |  | 0 | 0 | 0
1 | 12 | 3 | 268 | Yes |  | Irradiance_268 |  | 0 | 0 | 0
1 | 12 | 4 | 269 | Yes |  | Irradiance_269 |  | 0 | 0 | 0
1 | 12 | 5 | 270 | Yes |  | Irradiance_270 |  | 0 | 0 | 0
1 | 12 | 6 | 271 | Yes |  | Irradiance_271 |  | 0 | 0 | 0
1 | 12 | 7 | 272 | Yes |  | Irradiance_272 |  | 0 | 0 | 0
1 | 12 | 8 | 273 | Yes |  | Irradiance_273 |  | 0 | 5.665 | 0
1 | 12 | 9 | 274 | Yes |  | Irradiance_274 |  | 0 | 18.92 | 1.9781
1 | 12 | 10 | 275 | Yes |  | Irradiance_275 |  | 0 | 31.257 | 3.8387
1 | 12 | 11 | 276 | Yes |  | Irradiance_276 |  | 0 | 36.958 | 4.6987
1 | 12 | 12 | 277 | Yes |  | Irradiance_277 |  | 0 | 35.057 | 4.3965
1 | 12 | 13 | 278 | Yes |  | Irradiance_278 |  | 0 | 25.56 | 2.963
1 | 12 | 14 | 279 | Yes |  | Irradiance_279 |  | 0 | 11.341 | 0.82144
1 | 12 | 15 | 280 | Yes |  | Irradiance_280 |  | 0 | 1.886 | 0
1 | 12 | 16 | 281 | Yes |  | Irradiance_281 |  | 0 | 0 | 0
1 | 12 | 17 | 282 | Yes |  | Irradiance_282 |  | 0 | 0 | 0
1 | 12 | 18 | 283 | Yes |  | Irradiance_283 |  | 0 | 0 | 0
1 | 12 | 19 | 284 | Yes |  | Irradiance_284 |  | 0 | 0 | 0
1 | 12 | 20 | 285 | Yes |  | Irradiance_285 |  | 0 | 0 | 0
1 | 12 | 21 | 286 | Yes |  | Irradiance_286 |  | 0 | 0 | 0
1 | 12 | 22 | 287 | Yes |  | Irradiance_287 |  | 0 | 0 | 0
1 | 12 | 23 | 288 | Yes |  | Irradiance_288 |  | 0 | 0 | 0
1 | 13 | 0 | 289 | Yes |  | Irradiance_289 |  | 0 | 0 | 0
1 | 13 | 1 | 290 | Yes |  | Irradiance_290 |  | 0 | 0 | 0
1 | 13 | 2 | 291 | Yes |  | Irradiance_291 |  | 0 | 0 | 0
1 | 13 | 3 | 292 | Yes |  | Irradiance_292 |  | 0 | 0 | 0
1 | 13 | 4 | 293 | Yes |  | Irradiance_293 |  | 0 | 0 | 0
1 | 13 | 5 | 294 | Yes |  | Irradiance_294 |  | 0 | 0 | 0
1 | 13 | 6 | 295 | Yes |  | Irradiance_295 |  | 0 | 0 | 0
1 | 13 | 7 | 296 | Yes |  | Irradiance_296 |  | 0 | 0.953 | 0
1 | 13 | 8 | 297 | Yes |  | Irradiance_297 |  | 0 | 17.994 | 1.8616
1 | 13 | 9 | 298 | Yes |  | Irradiance_298 |  | 0 | 68.383 | 9.447
1 | 13 | 10 | 299 | Yes |  | Irradiance_299 |  | 0 | 103.531 | 14.6571
1 | 13 | 11 | 300 | Yes |  | Irradiance_300 |  | 0 | 104.81 | 14.8632
1 | 13 | 12 | 301 | Yes |  | Irradiance_301 |  | 0 | 82.697 | 11.5494
1 | 13 | 13 | 302 | Yes |  | Irradiance_302 |  | 0 | 59.145 | 8.0379
1 | 13 | 14 | 303 | Yes |  | Irradiance_303 |  | 0 | 25.578 | 2.9845
1 | 13 | 15 | 304 | Yes |  | Irradiance_304 |  | 0 | 3.775 | 0
1 | 13 | 16 | 305 | Yes |  | Irradiance_305 |  | 0 | 0 | 0
1 | 13 | 17 | 306 | Yes |  | Irradiance_306 |  | 0 | 0 | 0
1 | 13 | 18 | 307 | Yes |  | Irradiance_307 |  | 0 | 0 | 0
1 | 13 | 19 | 308 | Yes |  | Irradiance_308 |  | 0 | 0 | 0
1 | 13 | 20 | 309 | Yes |  | Irradiance_309 |  | 0 | 0 | 0
1 | 13 | 21 | 310 | Yes |  | Irradiance_310 |  | 0 | 0 | 0
1 | 13 | 22 | 311 | Yes |  | Irradiance_311 |  | 0 | 0 | 0
1 | 13 | 23 | 312 | Yes |  | Irradiance_312 |  | 0 | 0 | 0
1 | 14 | 0 | 313 | Saturday |  | Irradiance_313 |  | 0 | 0 | 0
1 | 14 | 1 | 314 | Saturday |  | Irradiance_314 |  | 0 | 0 | 0
1 | 14 | 2 | 315 | Saturday |  | Irradiance_315 |  | 0 | 0 | 0
1 | 14 | 3 | 316 | Saturday |  | Irradiance_316 |  | 0 | 0 | 0
1 | 14 | 4 | 317 | Saturday |  | Irradiance_317 |  | 0 | 0 | 0
1 | 14 | 5 | 318 | Saturday |  | Irradiance_318 |  | 0 | 0 | 0
1 | 14 | 6 | 319 | Saturday |  | Irradiance_319 |  | 0 | 0 | 0
1 | 14 | 7 | 320 | Saturday |  | Irradiance_320 |  | 0 | 0 | 0
1 | 14 | 8 | 321 | Saturday |  | Irradiance_321 |  | 0 | 5.665 | 0
1 | 14 | 9 | 322 | Saturday |  | Irradiance_322 |  | 0 | 19.868 | 2.1347
1 | 14 | 10 | 323 | Saturday |  | Irradiance_323 |  | 0 | 32.207 | 3.9846
1 | 14 | 11 | 324 | Saturday |  | Irradiance_324 |  | 0 | 37.908 | 4.8445
1 | 14 | 12 | 325 | Saturday |  | Irradiance_325 |  | 0 | 36.007 | 4.5496
1 | 14 | 13 | 326 | Saturday |  | Irradiance_326 |  | 0 | 26.509 | 3.1048
1 | 14 | 14 | 327 | Saturday |  | Irradiance_327 |  | 0 | 12.288 | 0.96416
1 | 14 | 15 | 328 | Saturday |  | Irradiance_328 |  | 0 | 1.886 | 0
1 | 14 | 16 | 329 | Saturday |  | Irradiance_329 |  | 0 | 0 | 0
1 | 14 | 17 | 330 | Saturday |  | Irradiance_330 |  | 0 | 0 | 0
1 | 14 | 18 | 331 | Saturday |  | Irradiance_331 |  | 0 | 0 | 0
1 | 14 | 19 | 332 | Saturday |  | Irradiance_332 |  | 0 | 0 | 0
1 | 14 | 20 | 333 | Saturday |  | Irradiance_333 |  | 0 | 0 | 0
1 | 14 | 21 | 334 | Saturday |  | Irradiance_334 |  | 0 | 0 | 0
1 | 14 | 22 | 335 | Saturday |  | Irradiance_335 |  | 0 | 0 | 0
1 | 14 | 23 | 336 | Saturday |  | Irradiance_336 |  | 0 | 0 | 0
1 | 15 | 0 | 337 | Sunday |  | Irradiance_337 |  | 0 | 0 | 0
1 | 15 | 1 | 338 | Sunday |  | Irradiance_338 |  | 0 | 0 | 0
1 | 15 | 2 | 339 | Sunday |  | Irradiance_339 |  | 0 | 0 | 0
1 | 15 | 3 | 340 | Sunday |  | Irradiance_340 |  | 0 | 0 | 0
1 | 15 | 4 | 341 | Sunday |  | Irradiance_341 |  | 0 | 0 | 0
1 | 15 | 5 | 342 | Sunday |  | Irradiance_342 |  | 0 | 0 | 0
1 | 15 | 6 | 343 | Sunday |  | Irradiance_343 |  | 0 | 0 | 0
1 | 15 | 7 | 344 | Sunday |  | Irradiance_344 |  | 0 | 0 | 0
1 | 15 | 8 | 345 | Sunday |  | Irradiance_345 |  | 0 | 5.665 | 0
1 | 15 | 9 | 346 | Sunday |  | Irradiance_346 |  | 0 | 19.868 | 2.0757
1 | 15 | 10 | 347 | Sunday |  | Irradiance_347 |  | 0 | 32.206 | 3.9002
1 | 15 | 11 | 348 | Sunday |  | Irradiance_348 |  | 0 | 37.908 | 4.7454
1 | 15 | 12 | 349 | Sunday |  | Irradiance_349 |  | 0 | 36.007 | 4.4694
1 | 15 | 13 | 350 | Sunday |  | Irradiance_350 |  | 0 | 26.509 | 3.0552
1 | 15 | 14 | 351 | Sunday |  | Irradiance_351 |  | 0 | 12.287 | 0.94144
1 | 15 | 15 | 352 | Sunday |  | Irradiance_352 |  | 0 | 1.886 | 0
1 | 15 | 16 | 353 | Sunday |  | Irradiance_353 |  | 0 | 0 | 0
1 | 15 | 17 | 354 | Sunday |  | Irradiance_354 |  | 0 | 0 | 0
1 | 15 | 18 | 355 | Sunday |  | Irradiance_355 |  | 0 | 0 | 0
1 | 15 | 19 | 356 | Sunday |  | Irradiance_356 |  | 0 | 0 | 0
1 | 15 | 20 | 357 | Sunday |  | Irradiance_357 |  | 0 | 0 | 0
1 | 15 | 21 | 358 | Sunday |  | Irradiance_358 |  | 0 | 0 | 0
1 | 15 | 22 | 359 | Sunday |  | Irradiance_359 |  | 0 | 0 | 0
1 | 15 | 23 | 360 | Sunday |  | Irradiance_360 |  | 0 | 0 | 0
1 | 16 | 0 | 361 | Yes |  | Irradiance_361 |  | 0 | 0 | 0
1 | 16 | 1 | 362 | Yes |  | Irradiance_362 |  | 0 | 0 | 0
1 | 16 | 2 | 363 | Yes |  | Irradiance_363 |  | 0 | 0 | 0
1 | 16 | 3 | 364 | Yes |  | Irradiance_364 |  | 0 | 0 | 0
1 | 16 | 4 | 365 | Yes |  | Irradiance_365 |  | 0 | 0 | 0
1 | 16 | 5 | 366 | Yes |  | Irradiance_366 |  | 0 | 0 | 0
1 | 16 | 6 | 367 | Yes |  | Irradiance_367 |  | 0 | 0 | 0
1 | 16 | 7 | 368 | Yes |  | Irradiance_368 |  | 0 | 0.953 | 0
1 | 16 | 8 | 369 | Yes |  | Irradiance_369 |  | 0 | 8.503 | 0.38256
1 | 16 | 9 | 370 | Yes |  | Irradiance_370 |  | 0 | 20.817 | 2.2152
1 | 16 | 10 | 371 | Yes |  | Irradiance_371 |  | 0 | 33.157 | 4.0422
1 | 16 | 11 | 372 | Yes |  | Irradiance_372 |  | 0 | 38.859 | 4.8874
1 | 16 | 12 | 373 | Yes |  | Irradiance_373 |  | 0 | 36.958 | 4.615
1 | 16 | 13 | 374 | Yes |  | Irradiance_374 |  | 0 | 27.458 | 3.1973
1 | 16 | 14 | 375 | Yes |  | Irradiance_375 |  | 0 | 13.234 | 1.0909
1 | 16 | 15 | 376 | Yes |  | Irradiance_376 |  | 0 | 1.886 | 0
1 | 16 | 16 | 377 | Yes |  | Irradiance_377 |  | 0 | 0 | 0
1 | 16 | 17 | 378 | Yes |  | Irradiance_378 |  | 0 | 0 | 0
1 | 16 | 18 | 379 | Yes |  | Irradiance_379 |  | 0 | 0 | 0
1 | 16 | 19 | 380 | Yes |  | Irradiance_380 |  | 0 | 0 | 0
1 | 16 | 20 | 381 | Yes |  | Irradiance_381 |  | 0 | 0 | 0
1 | 16 | 21 | 382 | Yes |  | Irradiance_382 |  | 0 | 0 | 0
1 | 16 | 22 | 383 | Yes |  | Irradiance_383 |  | 0 | 0 | 0
1 | 16 | 23 | 384 | Yes |  | Irradiance_384 |  | 0 | 0 | 0
1 | 17 | 0 | 385 | Yes |  | Irradiance_385 |  | 0 | 0 | 0
1 | 17 | 1 | 386 | Yes |  | Irradiance_386 |  | 0 | 0 | 0
1 | 17 | 2 | 387 | Yes |  | Irradiance_387 |  | 0 | 0 | 0
1 | 17 | 3 | 388 | Yes |  | Irradiance_388 |  | 0 | 0 | 0
1 | 17 | 4 | 389 | Yes |  | Irradiance_389 |  | 0 | 0 | 0
1 | 17 | 5 | 390 | Yes |  | Irradiance_390 |  | 0 | 0 | 0
1 | 17 | 6 | 391 | Yes |  | Irradiance_391 |  | 0 | 0 | 0
1 | 17 | 7 | 392 | Yes |  | Irradiance_392 |  | 0 | 0.953 | 0
1 | 17 | 8 | 393 | Yes |  | Irradiance_393 |  | 0 | 21.796 | 2.4059
1 | 17 | 9 | 394 | Yes |  | Irradiance_394 |  | 0 | 113.556 | 16.0675
1 | 17 | 10 | 395 | Yes |  | Irradiance_395 |  | 0 | 171.639 | 24.8101
1 | 17 | 11 | 396 | Yes |  | Irradiance_396 |  | 0 | 185.209 | 26.8923
1 | 17 | 12 | 397 | Yes |  | Irradiance_397 |  | 0 | 139.552 | 20.1981
1 | 17 | 13 | 398 | Yes |  | Irradiance_398 |  | 0 | 89.529 | 12.6502
1 | 17 | 14 | 399 | Yes |  | Irradiance_399 |  | 0 | 35.347 | 4.4742
1 | 17 | 15 | 400 | Yes |  | Irradiance_400 |  | 0 | 5.666 | 0
1 | 17 | 16 | 401 | Yes |  | Irradiance_401 |  | 0 | 0 | 0
1 | 17 | 17 | 402 | Yes |  | Irradiance_402 |  | 0 | 0 | 0
1 | 17 | 18 | 403 | Yes |  | Irradiance_403 |  | 0 | 0 | 0
1 | 17 | 19 | 404 | Yes |  | Irradiance_404 |  | 0 | 0 | 0
1 | 17 | 20 | 405 | Yes |  | Irradiance_405 |  | 0 | 0 | 0
1 | 17 | 21 | 406 | Yes |  | Irradiance_406 |  | 0 | 0 | 0
1 | 17 | 22 | 407 | Yes |  | Irradiance_407 |  | 0 | 0 | 0
1 | 17 | 23 | 408 | Yes |  | Irradiance_408 |  | 0 | 0 | 0
1 | 18 | 0 | 409 | Yes |  | Irradiance_409 |  | 0 | 0 | 0
1 | 18 | 1 | 410 | Yes |  | Irradiance_410 |  | 0 | 0 | 0
1 | 18 | 2 | 411 | Yes |  | Irradiance_411 |  | 0 | 0 | 0
1 | 18 | 3 | 412 | Yes |  | Irradiance_412 |  | 0 | 0 | 0
1 | 18 | 4 | 413 | Yes |  | Irradiance_413 |  | 0 | 0 | 0
1 | 18 | 5 | 414 | Yes |  | Irradiance_414 |  | 0 | 0 | 0
1 | 18 | 6 | 415 | Yes |  | Irradiance_415 |  | 0 | 0 | 0
1 | 18 | 7 | 416 | Yes |  | Irradiance_416 |  | 0 | 0.953 | 0
1 | 18 | 8 | 417 | Yes |  | Irradiance_417 |  | 0 | 17.038 | 1.711
1 | 18 | 9 | 418 | Yes |  | Irradiance_418 |  | 0 | 76.144 | 10.6238
1 | 18 | 10 | 419 | Yes |  | Irradiance_419 |  | 0 | 176.834 | 25.2915
1 | 18 | 11 | 420 | Yes |  | Irradiance_420 |  | 0 | 257.61 | 36.9755
1 | 18 | 12 | 421 | Yes |  | Irradiance_421 |  | 0 | 273.841 | 39.183
1 | 18 | 13 | 422 | Yes |  | Irradiance_422 |  | 0 | 209.78 | 29.9211
1 | 18 | 14 | 423 | Yes |  | Irradiance_423 |  | 0 | 95.069 | 13.2115
1 | 18 | 15 | 424 | Yes |  | Irradiance_424 |  | 0 | 12.306 | 0.98048
1 | 18 | 16 | 425 | Yes |  | Irradiance_425 |  | 0 | 0 | 0
1 | 18 | 17 | 426 | Yes |  | Irradiance_426 |  | 0 | 0 | 0
1 | 18 | 18 | 427 | Yes |  | Irradiance_427 |  | 0 | 0 | 0
1 | 18 | 19 | 428 | Yes |  | Irradiance_428 |  | 0 | 0 | 0
1 | 18 | 20 | 429 | Yes |  | Irradiance_429 |  | 0 | 0 | 0
1 | 18 | 21 | 430 | Yes |  | Irradiance_430 |  | 0 | 0 | 0
1 | 18 | 22 | 431 | Yes |  | Irradiance_431 |  | 0 | 0 | 0
1 | 18 | 23 | 432 | Yes |  | Irradiance_432 |  | 0 | 0 | 0
1 | 19 | 0 | 433 | Yes |  | Irradiance_433 |  | 0 | 0 | 0
1 | 19 | 1 | 434 | Yes |  | Irradiance_434 |  | 0 | 0 | 0
1 | 19 | 2 | 435 | Yes |  | Irradiance_435 |  | 0 | 0 | 0
1 | 19 | 3 | 436 | Yes |  | Irradiance_436 |  | 0 | 0 | 0
1 | 19 | 4 | 437 | Yes |  | Irradiance_437 |  | 0 | 0 | 0
1 | 19 | 5 | 438 | Yes |  | Irradiance_438 |  | 0 | 0 | 0
1 | 19 | 6 | 439 | Yes |  | Irradiance_439 |  | 0 | 0 | 0
1 | 19 | 7 | 440 | Yes |  | Irradiance_440 |  | 0 | 0 | 0
1 | 19 | 8 | 441 | Yes |  | Irradiance_441 |  | 0 | 6.61 | 0.12032
1 | 19 | 9 | 442 | Yes |  | Irradiance_442 |  | 0 | 21.765 | 2.4309
1 | 19 | 10 | 443 | Yes |  | Irradiance_443 |  | 0 | 96.107 | 13.6302
1 | 19 | 11 | 444 | Yes |  | Irradiance_444 |  | 0 | 226.14 | 32.6192
1 | 19 | 12 | 445 | Yes |  | Irradiance_445 |  | 0 | 278.7 | 40.0651
1 | 19 | 13 | 446 | Yes |  | Irradiance_446 |  | 0 | 246.016 | 35.2646
1 | 19 | 14 | 447 | Yes |  | Irradiance_447 |  | 0 | 106.938 | 15.0266
1 | 19 | 15 | 448 | Yes |  | Irradiance_448 |  | 0 | 14.207 | 1.2918
1 | 19 | 16 | 449 | Yes |  | Irradiance_449 |  | 0 | 0 | 0
1 | 19 | 17 | 450 | Yes |  | Irradiance_450 |  | 0 | 0 | 0
1 | 19 | 18 | 451 | Yes |  | Irradiance_451 |  | 0 | 0 | 0
1 | 19 | 19 | 452 | Yes |  | Irradiance_452 |  | 0 | 0 | 0
1 | 19 | 20 | 453 | Yes |  | Irradiance_453 |  | 0 | 0 | 0
1 | 19 | 21 | 454 | Yes |  | Irradiance_454 |  | 0 | 0 | 0
1 | 19 | 22 | 455 | Yes |  | Irradiance_455 |  | 0 | 0 | 0
1 | 19 | 23 | 456 | Yes |  | Irradiance_456 |  | 0 | 0 | 0
1 | 20 | 0 | 457 | Yes |  | Irradiance_457 |  | 0 | 0 | 0
1 | 20 | 1 | 458 | Yes |  | Irradiance_458 |  | 0 | 0 | 0
1 | 20 | 2 | 459 | Yes |  | Irradiance_459 |  | 0 | 0 | 0
1 | 20 | 3 | 460 | Yes |  | Irradiance_460 |  | 0 | 0 | 0
1 | 20 | 4 | 461 | Yes |  | Irradiance_461 |  | 0 | 0 | 0
1 | 20 | 5 | 462 | Yes |  | Irradiance_462 |  | 0 | 0 | 0
1 | 20 | 6 | 463 | Yes |  | Irradiance_463 |  | 0 | 0 | 0
1 | 20 | 7 | 464 | Yes |  | Irradiance_464 |  | 0 | 1.906 | 0
1 | 20 | 8 | 465 | Yes |  | Irradiance_465 |  | 0 | 47.575 | 6.475
1 | 20 | 9 | 466 | Yes |  | Irradiance_466 |  | 0 | 213.856 | 31.2517
1 | 20 | 10 | 467 | Yes |  | Irradiance_467 |  | 0 | 353.128 | 51.9422
1 | 20 | 11 | 468 | Yes |  | Irradiance_468 |  | 0 | 429.25 | 62.3821
1 | 20 | 12 | 469 | Yes |  | Irradiance_469 |  | 0 | 371.944 | 53.7283
1 | 20 | 13 | 470 | Yes |  | Irradiance_470 |  | 0 | 314.626 | 45.548
1 | 20 | 14 | 471 | Yes |  | Irradiance_471 |  | 0 | 128.94 | 18.5315
1 | 20 | 15 | 472 | Yes |  | Irradiance_472 |  | 0 | 15.157 | 1.4779
1 | 20 | 16 | 473 | Yes |  | Irradiance_473 |  | 0 | 0 | 0
1 | 20 | 17 | 474 | Yes |  | Irradiance_474 |  | 0 | 0 | 0
1 | 20 | 18 | 475 | Yes |  | Irradiance_475 |  | 0 | 0 | 0
1 | 20 | 19 | 476 | Yes |  | Irradiance_476 |  | 0 | 0 | 0
1 | 20 | 20 | 477 | Yes |  | Irradiance_477 |  | 0 | 0 | 0
1 | 20 | 21 | 478 | Yes |  | Irradiance_478 |  | 0 | 0 | 0
1 | 20 | 22 | 479 | Yes |  | Irradiance_479 |  | 0 | 0 | 0
1 | 20 | 23 | 480 | Yes |  | Irradiance_480 |  | 0 | 0 | 0
1 | 21 | 0 | 481 | Saturday |  | Irradiance_481 |  | 0 | 0 | 0
1 | 21 | 1 | 482 | Saturday |  | Irradiance_482 |  | 0 | 0 | 0
1 | 21 | 2 | 483 | Saturday |  | Irradiance_483 |  | 0 | 0 | 0
1 | 21 | 3 | 484 | Saturday |  | Irradiance_484 |  | 0 | 0 | 0
1 | 21 | 4 | 485 | Saturday |  | Irradiance_485 |  | 0 | 0 | 0
1 | 21 | 5 | 486 | Saturday |  | Irradiance_486 |  | 0 | 0 | 0
1 | 21 | 6 | 487 | Saturday |  | Irradiance_487 |  | 0 | 0 | 0
1 | 21 | 7 | 488 | Saturday |  | Irradiance_488 |  | 0 | 2.859 | 0
1 | 21 | 8 | 489 | Saturday |  | Irradiance_489 |  | 0 | 51.452 | 7.1981
1 | 21 | 9 | 490 | Saturday |  | Irradiance_490 |  | 0 | 211.41 | 31.2237
1 | 21 | 10 | 491 | Saturday |  | Irradiance_491 |  | 0 | 341.75 | 49.7062
1 | 21 | 11 | 492 | Saturday |  | Irradiance_492 |  | 0 | 430.748 | 62.1776
1 | 21 | 12 | 493 | Saturday |  | Irradiance_493 |  | 0 | 376.547 | 54.4302
1 | 21 | 13 | 494 | Saturday |  | Irradiance_494 |  | 0 | 295.123 | 42.6622
1 | 21 | 14 | 495 | Saturday |  | Irradiance_495 |  | 0 | 131.02 | 18.8822
1 | 21 | 15 | 496 | Saturday |  | Irradiance_496 |  | 0 | 16.108 | 1.6419
1 | 21 | 16 | 497 | Saturday |  | Irradiance_497 |  | 0 | 0 | 0
1 | 21 | 17 | 498 | Saturday |  | Irradiance_498 |  | 0 | 0 | 0
1 | 21 | 18 | 499 | Saturday |  | Irradiance_499 |  | 0 | 0 | 0
1 | 21 | 19 | 500 | Saturday |  | Irradiance_500 |  | 0 | 0 | 0
1 | 21 | 20 | 501 | Saturday |  | Irradiance_501 |  | 0 | 0 | 0
1 | 21 | 21 | 502 | Saturday |  | Irradiance_502 |  | 0 | 0 | 0
1 | 21 | 22 | 503 | Saturday |  | Irradiance_503 |  | 0 | 0 | 0
1 | 21 | 23 | 504 | Saturday |  | Irradiance_504 |  | 0 | 0 | 0
1 | 22 | 0 | 505 | Sunday |  | Irradiance_505 |  | 0 | 0 | 0
1 | 22 | 1 | 506 | Sunday |  | Irradiance_506 |  | 0 | 0 | 0
1 | 22 | 2 | 507 | Sunday |  | Irradiance_507 |  | 0 | 0 | 0
1 | 22 | 3 | 508 | Sunday |  | Irradiance_508 |  | 0 | 0 | 0
1 | 22 | 4 | 509 | Sunday |  | Irradiance_509 |  | 0 | 0 | 0
1 | 22 | 5 | 510 | Sunday |  | Irradiance_510 |  | 0 | 0 | 0
1 | 22 | 6 | 511 | Sunday |  | Irradiance_511 |  | 0 | 0 | 0
1 | 22 | 7 | 512 | Sunday |  | Irradiance_512 |  | 0 | 2.859 | 0
1 | 22 | 8 | 513 | Sunday |  | Irradiance_513 |  | 0 | 53.708 | 7.5134
1 | 22 | 9 | 514 | Sunday |  | Irradiance_514 |  | 0 | 215.25 | 31.2578
1 | 22 | 10 | 515 | Sunday |  | Irradiance_515 |  | 0 | 335.323 | 48.1914
1 | 22 | 11 | 516 | Sunday |  | Irradiance_516 |  | 0 | 372.101 | 53.3704
1 | 22 | 12 | 517 | Sunday |  | Irradiance_517 |  | 0 | 382.49 | 53.6174
1 | 22 | 13 | 518 | Sunday |  | Irradiance_518 |  | 0 | 283.351 | 39.596
1 | 22 | 14 | 519 | Sunday |  | Irradiance_519 |  | 0 | 125.674 | 17.9517
1 | 22 | 15 | 520 | Sunday |  | Irradiance_520 |  | 0 | 16.106 | 1.6154
1 | 22 | 16 | 521 | Sunday |  | Irradiance_521 |  | 0 | 0 | 0
1 | 22 | 17 | 522 | Sunday |  | Irradiance_522 |  | 0 | 0 | 0
1 | 22 | 18 | 523 | Sunday |  | Irradiance_523 |  | 0 | 0 | 0
1 | 22 | 19 | 524 | Sunday |  | Irradiance_524 |  | 0 | 0 | 0
1 | 22 | 20 | 525 | Sunday |  | Irradiance_525 |  | 0 | 0 | 0
1 | 22 | 21 | 526 | Sunday |  | Irradiance_526 |  | 0 | 0 | 0
1 | 22 | 22 | 527 | Sunday |  | Irradiance_527 |  | 0 | 0 | 0
1 | 22 | 23 | 528 | Sunday |  | Irradiance_528 |  | 0 | 0 | 0
1 | 23 | 0 | 529 | Yes |  | Irradiance_529 |  | 0 | 0 | 0
1 | 23 | 1 | 530 | Yes |  | Irradiance_530 |  | 0 | 0 | 0
1 | 23 | 2 | 531 | Yes |  | Irradiance_531 |  | 0 | 0 | 0
1 | 23 | 3 | 532 | Yes |  | Irradiance_532 |  | 0 | 0 | 0
1 | 23 | 4 | 533 | Yes |  | Irradiance_533 |  | 0 | 0 | 0
1 | 23 | 5 | 534 | Yes |  | Irradiance_534 |  | 0 | 0 | 0
1 | 23 | 6 | 535 | Yes |  | Irradiance_535 |  | 0 | 0 | 0
1 | 23 | 7 | 536 | Yes |  | Irradiance_536 |  | 0 | 0.953 | 0
1 | 23 | 8 | 537 | Yes |  | Irradiance_537 |  | 0 | 11.342 | 0.89376
1 | 23 | 9 | 538 | Yes |  | Irradiance_538 |  | 0 | 24.611 | 2.9579
1 | 23 | 10 | 539 | Yes |  | Irradiance_539 |  | 0 | 54.095 | 7.5266
1 | 23 | 11 | 540 | Yes |  | Irradiance_540 |  | 0 | 83.944 | 12.1238
1 | 23 | 12 | 541 | Yes |  | Irradiance_541 |  | 0 | 99.46 | 14.4742
1 | 23 | 13 | 542 | Yes |  | Irradiance_542 |  | 0 | 74.789 | 10.7088
1 | 23 | 14 | 543 | Yes |  | Irradiance_543 |  | 0 | 37.939 | 5.0227
1 | 23 | 15 | 544 | Yes |  | Irradiance_544 |  | 0 | 7.558 | 0.29136
1 | 23 | 16 | 545 | Yes |  | Irradiance_545 |  | 0 | 0 | 0
1 | 23 | 17 | 546 | Yes |  | Irradiance_546 |  | 0 | 0 | 0
1 | 23 | 18 | 547 | Yes |  | Irradiance_547 |  | 0 | 0 | 0
1 | 23 | 19 | 548 | Yes |  | Irradiance_548 |  | 0 | 0 | 0
1 | 23 | 20 | 549 | Yes |  | Irradiance_549 |  | 0 | 0 | 0
1 | 23 | 21 | 550 | Yes |  | Irradiance_550 |  | 0 | 0 | 0
1 | 23 | 22 | 551 | Yes |  | Irradiance_551 |  | 0 | 0 | 0
1 | 23 | 23 | 552 | Yes |  | Irradiance_552 |  | 0 | 0 | 0
1 | 24 | 0 | 553 | Yes |  | Irradiance_553 |  | 0 | 0 | 0
1 | 24 | 1 | 554 | Yes |  | Irradiance_554 |  | 0 | 0 | 0
1 | 24 | 2 | 555 | Yes |  | Irradiance_555 |  | 0 | 0 | 0
1 | 24 | 3 | 556 | Yes |  | Irradiance_556 |  | 0 | 0 | 0
1 | 24 | 4 | 557 | Yes |  | Irradiance_557 |  | 0 | 0 | 0
1 | 24 | 5 | 558 | Yes |  | Irradiance_558 |  | 0 | 0 | 0
1 | 24 | 6 | 559 | Yes |  | Irradiance_559 |  | 0 | 0 | 0
1 | 24 | 7 | 560 | Yes |  | Irradiance_560 |  | 0 | 0.953 | 0
1 | 24 | 8 | 561 | Yes |  | Irradiance_561 |  | 0 | 8.502 | 0.43376
1 | 24 | 9 | 562 | Yes |  | Irradiance_562 |  | 0 | 24.611 | 2.9416
1 | 24 | 10 | 563 | Yes |  | Irradiance_563 |  | 0 | 37.908 | 4.9941
1 | 24 | 11 | 564 | Yes |  | Irradiance_564 |  | 0 | 44.565 | 6.0218
1 | 24 | 12 | 565 | Yes |  | Irradiance_565 |  | 0 | 43.614 | 5.711
1 | 24 | 13 | 566 | Yes |  | Irradiance_566 |  | 0 | 47.429 | 6.461
1 | 24 | 14 | 567 | Yes |  | Irradiance_567 |  | 0 | 33.173 | 4.2582
1 | 24 | 15 | 568 | Yes |  | Irradiance_568 |  | 0 | 8.505 | 0.43344
1 | 24 | 16 | 569 | Yes |  | Irradiance_569 |  | 0 | 0 | 0
1 | 24 | 17 | 570 | Yes |  | Irradiance_570 |  | 0 | 0 | 0
1 | 24 | 18 | 571 | Yes |  | Irradiance_571 |  | 0 | 0 | 0
1 | 24 | 19 | 572 | Yes |  | Irradiance_572 |  | 0 | 0 | 0
1 | 24 | 20 | 573 | Yes |  | Irradiance_573 |  | 0 | 0 | 0
1 | 24 | 21 | 574 | Yes |  | Irradiance_574 |  | 0 | 0 | 0
1 | 24 | 22 | 575 | Yes |  | Irradiance_575 |  | 0 | 0 | 0
1 | 24 | 23 | 576 | Yes |  | Irradiance_576 |  | 0 | 0 | 0
1 | 25 | 0 | 577 | Yes |  | Irradiance_577 |  | 0 | 0 | 0
1 | 25 | 1 | 578 | Yes |  | Irradiance_578 |  | 0 | 0 | 0
1 | 25 | 2 | 579 | Yes |  | Irradiance_579 |  | 0 | 0 | 0
1 | 25 | 3 | 580 | Yes |  | Irradiance_580 |  | 0 | 0 | 0
1 | 25 | 4 | 581 | Yes |  | Irradiance_581 |  | 0 | 0 | 0
1 | 25 | 5 | 582 | Yes |  | Irradiance_582 |  | 0 | 0 | 0
1 | 25 | 6 | 583 | Yes |  | Irradiance_583 |  | 0 | 0 | 0
1 | 25 | 7 | 584 | Yes |  | Irradiance_584 |  | 0 | 0.953 | 0
1 | 25 | 8 | 585 | Yes |  | Irradiance_585 |  | 0 | 22.734 | 2.6803
1 | 25 | 9 | 586 | Yes |  | Irradiance_586 |  | 0 | 90.052 | 13.0859
1 | 25 | 10 | 587 | Yes |  | Irradiance_587 |  | 0 | 243.068 | 35.7382
1 | 25 | 11 | 588 | Yes |  | Irradiance_588 |  | 0 | 369.708 | 54.0074
1 | 25 | 12 | 589 | Yes |  | Irradiance_589 |  | 0 | 422.555 | 60.7627
1 | 25 | 13 | 590 | Yes |  | Irradiance_590 |  | 0 | 337.027 | 48.1434
1 | 25 | 14 | 591 | Yes |  | Irradiance_591 |  | 0 | 154.937 | 22.176
1 | 25 | 15 | 592 | Yes |  | Irradiance_592 |  | 0 | 21.468 | 2.4344
1 | 25 | 16 | 593 | Yes |  | Irradiance_593 |  | 0 | 0 | 0
1 | 25 | 17 | 594 | Yes |  | Irradiance_594 |  | 0 | 0 | 0
1 | 25 | 18 | 595 | Yes |  | Irradiance_595 |  | 0 | 0 | 0
1 | 25 | 19 | 596 | Yes |  | Irradiance_596 |  | 0 | 0 | 0
1 | 25 | 20 | 597 | Yes |  | Irradiance_597 |  | 0 | 0 | 0
1 | 25 | 21 | 598 | Yes |  | Irradiance_598 |  | 0 | 0 | 0
1 | 25 | 22 | 599 | Yes |  | Irradiance_599 |  | 0 | 0 | 0
1 | 25 | 23 | 600 | Yes |  | Irradiance_600 |  | 0 | 0 | 0
1 | 26 | 0 | 601 | Yes |  | Irradiance_601 |  | 0 | 0 | 0
1 | 26 | 1 | 602 | Yes |  | Irradiance_602 |  | 0 | 0 | 0
1 | 26 | 2 | 603 | Yes |  | Irradiance_603 |  | 0 | 0 | 0
1 | 26 | 3 | 604 | Yes |  | Irradiance_604 |  | 0 | 0 | 0
1 | 26 | 4 | 605 | Yes |  | Irradiance_605 |  | 0 | 0 | 0
1 | 26 | 5 | 606 | Yes |  | Irradiance_606 |  | 0 | 0 | 0
1 | 26 | 6 | 607 | Yes |  | Irradiance_607 |  | 0 | 0 | 0
1 | 26 | 7 | 608 | Yes |  | Irradiance_608 |  | 0 | 3.813 | 0
1 | 26 | 8 | 609 | Yes |  | Irradiance_609 |  | 0 | 66.523 | 9.3216
1 | 26 | 9 | 610 | Yes |  | Irradiance_610 |  | 0 | 236.917 | 34.2099
1 | 26 | 10 | 611 | Yes |  | Irradiance_611 |  | 0 | 378.693 | 53.5288
1 | 26 | 11 | 612 | Yes |  | Irradiance_612 |  | 0 | 457.16 | 63.6658
1 | 26 | 12 | 613 | Yes |  | Irradiance_613 |  | 0 | 399.134 | 55.5206
1 | 26 | 13 | 614 | Yes |  | Irradiance_614 |  | 0 | 344.172 | 47.6328
1 | 26 | 14 | 615 | Yes |  | Irradiance_615 |  | 0 | 159.507 | 22.28
1 | 26 | 15 | 616 | Yes |  | Irradiance_616 |  | 0 | 22.486 | 2.5525
1 | 26 | 16 | 617 | Yes |  | Irradiance_617 |  | 0 | 0 | 0
1 | 26 | 17 | 618 | Yes |  | Irradiance_618 |  | 0 | 0 | 0
1 | 26 | 18 | 619 | Yes |  | Irradiance_619 |  | 0 | 0 | 0
1 | 26 | 19 | 620 | Yes |  | Irradiance_620 |  | 0 | 0 | 0
1 | 26 | 20 | 621 | Yes |  | Irradiance_621 |  | 0 | 0 | 0
1 | 26 | 21 | 622 | Yes |  | Irradiance_622 |  | 0 | 0 | 0
1 | 26 | 22 | 623 | Yes |  | Irradiance_623 |  | 0 | 0 | 0
1 | 26 | 23 | 624 | Yes |  | Irradiance_624 |  | 0 | 0 | 0
1 | 27 | 0 | 625 | Yes |  | Irradiance_625 |  | 0 | 0 | 0
1 | 27 | 1 | 626 | Yes |  | Irradiance_626 |  | 0 | 0 | 0
1 | 27 | 2 | 627 | Yes |  | Irradiance_627 |  | 0 | 0 | 0
1 | 27 | 3 | 628 | Yes |  | Irradiance_628 |  | 0 | 0 | 0
1 | 27 | 4 | 629 | Yes |  | Irradiance_629 |  | 0 | 0 | 0
1 | 27 | 5 | 630 | Yes |  | Irradiance_630 |  | 0 | 0 | 0
1 | 27 | 6 | 631 | Yes |  | Irradiance_631 |  | 0 | 0 | 0
1 | 27 | 7 | 632 | Yes |  | Irradiance_632 |  | 0 | 0.953 | 0
1 | 27 | 8 | 633 | Yes |  | Irradiance_633 |  | 0 | 9.448 | 0.57808
1 | 27 | 9 | 634 | Yes |  | Irradiance_634 |  | 0 | 26.509 | 3.2051
1 | 27 | 10 | 635 | Yes |  | Irradiance_635 |  | 0 | 40.761 | 5.3866
1 | 27 | 11 | 636 | Yes |  | Irradiance_636 |  | 0 | 47.42 | 6.3776
1 | 27 | 12 | 637 | Yes |  | Irradiance_637 |  | 0 | 45.517 | 6.0757
1 | 27 | 13 | 638 | Yes |  | Irradiance_638 |  | 0 | 36.007 | 4.6134
1 | 27 | 14 | 639 | Yes |  | Irradiance_639 |  | 0 | 19.868 | 2.1536
1 | 27 | 15 | 640 | Yes |  | Irradiance_640 |  | 0 | 4.719 | 0
1 | 27 | 16 | 641 | Yes |  | Irradiance_641 |  | 0 | 0 | 0
1 | 27 | 17 | 642 | Yes |  | Irradiance_642 |  | 0 | 0 | 0
1 | 27 | 18 | 643 | Yes |  | Irradiance_643 |  | 0 | 0 | 0
1 | 27 | 19 | 644 | Yes |  | Irradiance_644 |  | 0 | 0 | 0
1 | 27 | 20 | 645 | Yes |  | Irradiance_645 |  | 0 | 0 | 0
1 | 27 | 21 | 646 | Yes |  | Irradiance_646 |  | 0 | 0 | 0
1 | 27 | 22 | 647 | Yes |  | Irradiance_647 |  | 0 | 0 | 0
1 | 27 | 23 | 648 | Yes |  | Irradiance_648 |  | 0 | 0 | 0
1 | 28 | 0 | 649 | Saturday |  | Irradiance_649 |  | 0 | 0 | 0
1 | 28 | 1 | 650 | Saturday |  | Irradiance_650 |  | 0 | 0 | 0
1 | 28 | 2 | 651 | Saturday |  | Irradiance_651 |  | 0 | 0 | 0
1 | 28 | 3 | 652 | Saturday |  | Irradiance_652 |  | 0 | 0 | 0
1 | 28 | 4 | 653 | Saturday |  | Irradiance_653 |  | 0 | 0 | 0
1 | 28 | 5 | 654 | Saturday |  | Irradiance_654 |  | 0 | 0 | 0
1 | 28 | 6 | 655 | Saturday |  | Irradiance_655 |  | 0 | 0 | 0
1 | 28 | 7 | 656 | Saturday |  | Irradiance_656 |  | 0 | 0.953 | 0
1 | 28 | 8 | 657 | Saturday |  | Irradiance_657 |  | 0 | 10.394 | 0.69856
1 | 28 | 9 | 658 | Saturday |  | Irradiance_658 |  | 0 | 27.458 | 3.2894
1 | 28 | 10 | 659 | Saturday |  | Irradiance_659 |  | 0 | 58.931 | 8.0448
1 | 28 | 11 | 660 | Saturday |  | Irradiance_660 |  | 0 | 91.012 | 12.8128
1 | 28 | 12 | 661 | Saturday |  | Irradiance_661 |  | 0 | 108.712 | 15.4408
1 | 28 | 13 | 662 | Saturday |  | Irradiance_662 |  | 0 | 84.109 | 11.7779
1 | 28 | 14 | 663 | Saturday |  | Irradiance_663 |  | 0 | 46.195 | 6.0598
1 | 28 | 15 | 664 | Saturday |  | Irradiance_664 |  | 0 | 10.398 | 0.67984
1 | 28 | 16 | 665 | Saturday |  | Irradiance_665 |  | 0 | 0 | 0
1 | 28 | 17 | 666 | Saturday |  | Irradiance_666 |  | 0 | 0 | 0
1 | 28 | 18 | 667 | Saturday |  | Irradiance_667 |  | 0 | 0 | 0
1 | 28 | 19 | 668 | Saturday |  | Irradiance_668 |  | 0 | 0 | 0
1 | 28 | 20 | 669 | Saturday |  | Irradiance_669 |  | 0 | 0 | 0
1 | 28 | 21 | 670 | Saturday |  | Irradiance_670 |  | 0 | 0 | 0
1 | 28 | 22 | 671 | Saturday |  | Irradiance_671 |  | 0 | 0 | 0
1 | 28 | 23 | 672 | Saturday |  | Irradiance_672 |  | 0 | 0 | 0
1 | 29 | 0 | 673 | Sunday |  | Irradiance_673 |  | 0 | 0 | 0
1 | 29 | 1 | 674 | Sunday |  | Irradiance_674 |  | 0 | 0 | 0
1 | 29 | 2 | 675 | Sunday |  | Irradiance_675 |  | 0 | 0 | 0
1 | 29 | 3 | 676 | Sunday |  | Irradiance_676 |  | 0 | 0 | 0
1 | 29 | 4 | 677 | Sunday |  | Irradiance_677 |  | 0 | 0 | 0
1 | 29 | 5 | 678 | Sunday |  | Irradiance_678 |  | 0 | 0 | 0
1 | 29 | 6 | 679 | Sunday |  | Irradiance_679 |  | 0 | 0 | 0
1 | 29 | 7 | 680 | Sunday |  | Irradiance_680 |  | 0 | 0.953 | 0
1 | 29 | 8 | 681 | Sunday |  | Irradiance_681 |  | 0 | 10.394 | 0.6848
1 | 29 | 9 | 682 | Sunday |  | Irradiance_682 |  | 0 | 27.458 | 3.2702
1 | 29 | 10 | 683 | Sunday |  | Irradiance_683 |  | 0 | 41.712 | 5.4165
1 | 29 | 11 | 684 | Sunday |  | Irradiance_684 |  | 0 | 48.372 | 6.4181
1 | 29 | 12 | 685 | Sunday |  | Irradiance_685 |  | 0 | 47.42 | 6.271
1 | 29 | 13 | 686 | Sunday |  | Irradiance_686 |  | 0 | 45.52 | 5.9595
1 | 29 | 14 | 687 | Sunday |  | Irradiance_687 |  | 0 | 30.312 | 3.6776
1 | 29 | 15 | 688 | Sunday |  | Irradiance_688 |  | 0 | 8.503 | 0.39328
1 | 29 | 16 | 689 | Sunday |  | Irradiance_689 |  | 0 | 0 | 0
1 | 29 | 17 | 690 | Sunday |  | Irradiance_690 |  | 0 | 0 | 0
1 | 29 | 18 | 691 | Sunday |  | Irradiance_691 |  | 0 | 0 | 0
1 | 29 | 19 | 692 | Sunday |  | Irradiance_692 |  | 0 | 0 | 0
1 | 29 | 20 | 693 | Sunday |  | Irradiance_693 |  | 0 | 0 | 0
1 | 29 | 21 | 694 | Sunday |  | Irradiance_694 |  | 0 | 0 | 0
1 | 29 | 22 | 695 | Sunday |  | Irradiance_695 |  | 0 | 0 | 0
1 | 29 | 23 | 696 | Sunday |  | Irradiance_696 |  | 0 | 0 | 0
1 | 30 | 0 | 697 | Yes |  | Irradiance_697 |  | 0 | 0 | 0
1 | 30 | 1 | 698 | Yes |  | Irradiance_698 |  | 0 | 0 | 0
1 | 30 | 2 | 699 | Yes |  | Irradiance_699 |  | 0 | 0 | 0
1 | 30 | 3 | 700 | Yes |  | Irradiance_700 |  | 0 | 0 | 0
1 | 30 | 4 | 701 | Yes |  | Irradiance_701 |  | 0 | 0 | 0
1 | 30 | 5 | 702 | Yes |  | Irradiance_702 |  | 0 | 0 | 0
1 | 30 | 6 | 703 | Yes |  | Irradiance_703 |  | 0 | 0 | 0
1 | 30 | 7 | 704 | Yes |  | Irradiance_704 |  | 0 | 5.719 | 0
1 | 30 | 8 | 705 | Yes |  | Irradiance_705 |  | 0 | 80.752 | 10.8838
1 | 30 | 9 | 706 | Yes |  | Irradiance_706 |  | 0 | 190.266 | 26.9309
1 | 30 | 10 | 707 | Yes |  | Irradiance_707 |  | 0 | 345.033 | 48.8147
1 | 30 | 11 | 708 | Yes |  | Irradiance_708 |  | 0 | 445.651 | 62.8677
1 | 30 | 12 | 709 | Yes |  | Irradiance_709 |  | 0 | 419.475 | 59.107
1 | 30 | 13 | 710 | Yes |  | Irradiance_710 |  | 0 | 368.378 | 51.6526
1 | 30 | 14 | 711 | Yes |  | Irradiance_711 |  | 0 | 181.432 | 25.344
1 | 30 | 15 | 712 | Yes |  | Irradiance_712 |  | 0 | 29.03 | 3.4582
1 | 30 | 16 | 713 | Yes |  | Irradiance_713 |  | 0 | 0.953 | 0
1 | 30 | 17 | 714 | Yes |  | Irradiance_714 |  | 0 | 0 | 0
1 | 30 | 18 | 715 | Yes |  | Irradiance_715 |  | 0 | 0 | 0
1 | 30 | 19 | 716 | Yes |  | Irradiance_716 |  | 0 | 0 | 0
1 | 30 | 20 | 717 | Yes |  | Irradiance_717 |  | 0 | 0 | 0
1 | 30 | 21 | 718 | Yes |  | Irradiance_718 |  | 0 | 0 | 0
1 | 30 | 22 | 719 | Yes |  | Irradiance_719 |  | 0 | 0 | 0
1 | 30 | 23 | 720 | Yes |  | Irradiance_720 |  | 0 | 0 | 0
1 | 31 | 0 | 721 | Yes |  | Irradiance_721 |  | 0 | 0 | 0
1 | 31 | 1 | 722 | Yes |  | Irradiance_722 |  | 0 | 0 | 0
1 | 31 | 2 | 723 | Yes |  | Irradiance_723 |  | 0 | 0 | 0
1 | 31 | 3 | 724 | Yes |  | Irradiance_724 |  | 0 | 0 | 0
1 | 31 | 4 | 725 | Yes |  | Irradiance_725 |  | 0 | 0 | 0
1 | 31 | 5 | 726 | Yes |  | Irradiance_726 |  | 0 | 0 | 0
1 | 31 | 6 | 727 | Yes |  | Irradiance_727 |  | 0 | 0 | 0
1 | 31 | 7 | 728 | Yes |  | Irradiance_728 |  | 0 | 0.943 | 0
1 | 31 | 8 | 729 | Yes |  | Irradiance_729 |  | 0 | 11.341 | 0.8176
1 | 31 | 9 | 730 | Yes |  | Irradiance_730 |  | 0 | 29.357 | 3.5278
1 | 31 | 10 | 731 | Yes |  | Irradiance_731 |  | 0 | 61.898 | 8.3778
1 | 31 | 11 | 732 | Yes |  | Irradiance_732 |  | 0 | 96.096 | 13.3787
1 | 31 | 12 | 733 | Yes |  | Irradiance_733 |  | 0 | 114.878 | 16.1432
1 | 31 | 13 | 734 | Yes |  | Irradiance_734 |  | 0 | 90.318 | 12.5229
1 | 31 | 14 | 735 | Yes |  | Irradiance_735 |  | 0 | 51.335 | 6.7661
1 | 31 | 15 | 736 | Yes |  | Irradiance_736 |  | 0 | 13.24 | 1.0966
1 | 31 | 16 | 737 | Yes |  | Irradiance_737 |  | 0 | 0 | 0
1 | 31 | 17 | 738 | Yes |  | Irradiance_738 |  | 0 | 0 | 0
1 | 31 | 18 | 739 | Yes |  | Irradiance_739 |  | 0 | 0 | 0
1 | 31 | 19 | 740 | Yes |  | Irradiance_740 |  | 0 | 0 | 0
1 | 31 | 20 | 741 | Yes |  | Irradiance_741 |  | 0 | 0 | 0
1 | 31 | 21 | 742 | Yes |  | Irradiance_742 |  | 0 | 0 | 0
1 | 31 | 22 | 743 | Yes |  | Irradiance_743 |  | 0 | 0 | 0
1 | 31 | 23 | 744 | Yes |  | Irradiance_744 |  | 0 | 0 | 0
2 | 1 | 0 | 745 | Sunday |  | Irradiance_745 |  | 0 | 0 | 0
2 | 1 | 1 | 746 | Sunday |  | Irradiance_746 |  | 0 | 0 | 0
2 | 1 | 2 | 747 | Sunday |  | Irradiance_747 |  | 0 | 0 | 0
2 | 1 | 3 | 748 | Sunday |  | Irradiance_748 |  | 0 | 0 | 0
2 | 1 | 4 | 749 | Sunday |  | Irradiance_749 |  | 0 | 0 | 0
2 | 1 | 5 | 750 | Sunday |  | Irradiance_750 |  | 0 | 0 | 0
2 | 1 | 6 | 751 | Sunday |  | Irradiance_751 |  | 0 | 0 | 0
2 | 1 | 7 | 752 | Sunday |  | Irradiance_752 |  | 0 | 3.755 | 0
2 | 1 | 8 | 753 | Sunday |  | Irradiance_753 |  | 0 | 21.655 | 2.4064
2 | 1 | 9 | 754 | Sunday |  | Irradiance_754 |  | 0 | 33.923 | 4.2718
2 | 1 | 10 | 755 | Sunday |  | Irradiance_755 |  | 0 | 71.078 | 9.8722
2 | 1 | 11 | 756 | Sunday |  | Irradiance_756 |  | 0 | 107.879 | 15.3531
2 | 1 | 12 | 757 | Sunday |  | Irradiance_757 |  | 0 | 130.862 | 18.7282
2 | 1 | 13 | 758 | Sunday |  | Irradiance_758 |  | 0 | 104.907 | 14.8528
2 | 1 | 14 | 759 | Sunday |  | Irradiance_759 |  | 0 | 63.52 | 8.677
2 | 1 | 15 | 760 | Sunday |  | Irradiance_760 |  | 0 | 17.889 | 1.8158
2 | 1 | 16 | 761 | Sunday |  | Irradiance_761 |  | 0 | 0.953 | 0
2 | 1 | 17 | 762 | Sunday |  | Irradiance_762 |  | 0 | 0 | 0
2 | 1 | 18 | 763 | Sunday |  | Irradiance_763 |  | 0 | 0 | 0
2 | 1 | 19 | 764 | Sunday |  | Irradiance_764 |  | 0 | 0 | 0
2 | 1 | 20 | 765 | Sunday |  | Irradiance_765 |  | 0 | 0 | 0
2 | 1 | 21 | 766 | Sunday |  | Irradiance_766 |  | 0 | 0 | 0
2 | 1 | 22 | 767 | Sunday |  | Irradiance_767 |  | 0 | 0 | 0
2 | 1 | 23 | 768 | Sunday |  | Irradiance_768 |  | 0 | 0 | 0
2 | 2 | 0 | 769 | Yes |  | Irradiance_769 |  | 0 | 0 | 0
2 | 2 | 1 | 770 | Yes |  | Irradiance_770 |  | 0 | 0 | 0
2 | 2 | 2 | 771 | Yes |  | Irradiance_771 |  | 0 | 0 | 0
2 | 2 | 3 | 772 | Yes |  | Irradiance_772 |  | 0 | 0 | 0
2 | 2 | 4 | 773 | Yes |  | Irradiance_773 |  | 0 | 0 | 0
2 | 2 | 5 | 774 | Yes |  | Irradiance_774 |  | 0 | 0 | 0
2 | 2 | 6 | 775 | Yes |  | Irradiance_775 |  | 0 | 0 | 0
2 | 2 | 7 | 776 | Yes |  | Irradiance_776 |  | 0 | 1.876 | 0
2 | 2 | 8 | 777 | Yes |  | Irradiance_777 |  | 0 | 15.047 | 1.391
2 | 2 | 9 | 778 | Yes |  | Irradiance_778 |  | 0 | 34.868 | 4.3843
2 | 2 | 10 | 779 | Yes |  | Irradiance_779 |  | 0 | 50.003 | 6.6661
2 | 2 | 11 | 780 | Yes |  | Irradiance_780 |  | 0 | 56.633 | 7.6635
2 | 2 | 12 | 781 | Yes |  | Irradiance_781 |  | 0 | 55.686 | 7.5226
2 | 2 | 13 | 782 | Yes |  | Irradiance_782 |  | 0 | 45.27 | 5.9566
2 | 2 | 14 | 783 | Yes |  | Irradiance_783 |  | 0 | 28.254 | 3.3914
2 | 2 | 15 | 784 | Yes |  | Irradiance_784 |  | 0 | 8.456 | 0.39024
2 | 2 | 16 | 785 | Yes |  | Irradiance_785 |  | 0 | 0 | 0
2 | 2 | 17 | 786 | Yes |  | Irradiance_786 |  | 0 | 0 | 0
2 | 2 | 18 | 787 | Yes |  | Irradiance_787 |  | 0 | 0 | 0
2 | 2 | 19 | 788 | Yes |  | Irradiance_788 |  | 0 | 0 | 0
2 | 2 | 20 | 789 | Yes |  | Irradiance_789 |  | 0 | 0 | 0
2 | 2 | 21 | 790 | Yes |  | Irradiance_790 |  | 0 | 0 | 0
2 | 2 | 22 | 791 | Yes |  | Irradiance_791 |  | 0 | 0 | 0
2 | 2 | 23 | 792 | Yes |  | Irradiance_792 |  | 0 | 0 | 0
2 | 3 | 0 | 793 | Yes |  | Irradiance_793 |  | 0 | 0 | 0
2 | 3 | 1 | 794 | Yes |  | Irradiance_794 |  | 0 | 0 | 0
2 | 3 | 2 | 795 | Yes |  | Irradiance_795 |  | 0 | 0 | 0
2 | 3 | 3 | 796 | Yes |  | Irradiance_796 |  | 0 | 0 | 0
2 | 3 | 4 | 797 | Yes |  | Irradiance_797 |  | 0 | 0 | 0
2 | 3 | 5 | 798 | Yes |  | Irradiance_798 |  | 0 | 0 | 0
2 | 3 | 6 | 799 | Yes |  | Irradiance_799 |  | 0 | 0 | 0
2 | 3 | 7 | 800 | Yes |  | Irradiance_800 |  | 0 | 1.876 | 0
2 | 3 | 8 | 801 | Yes |  | Irradiance_801 |  | 0 | 15.99 | 1.5267
2 | 3 | 9 | 802 | Yes |  | Irradiance_802 |  | 0 | 35.813 | 4.4982
2 | 3 | 10 | 803 | Yes |  | Irradiance_803 |  | 0 | 50.95 | 6.7526
2 | 3 | 11 | 804 | Yes |  | Irradiance_804 |  | 0 | 57.581 | 7.7374
2 | 3 | 12 | 805 | Yes |  | Irradiance_805 |  | 0 | 56.633 | 7.6194
2 | 3 | 13 | 806 | Yes |  | Irradiance_806 |  | 0 | 46.217 | 6.069
2 | 3 | 14 | 807 | Yes |  | Irradiance_807 |  | 0 | 29.199 | 3.5178
2 | 3 | 15 | 808 | Yes |  | Irradiance_808 |  | 0 | 9.397 | 0.53264
2 | 3 | 16 | 809 | Yes |  | Irradiance_809 |  | 0 | 0.953 | 0
2 | 3 | 17 | 810 | Yes |  | Irradiance_810 |  | 0 | 0 | 0
2 | 3 | 18 | 811 | Yes |  | Irradiance_811 |  | 0 | 0 | 0
2 | 3 | 19 | 812 | Yes |  | Irradiance_812 |  | 0 | 0 | 0
2 | 3 | 20 | 813 | Yes |  | Irradiance_813 |  | 0 | 0 | 0
2 | 3 | 21 | 814 | Yes |  | Irradiance_814 |  | 0 | 0 | 0
2 | 3 | 22 | 815 | Yes |  | Irradiance_815 |  | 0 | 0 | 0
2 | 3 | 23 | 816 | Yes |  | Irradiance_816 |  | 0 | 0 | 0
2 | 4 | 0 | 817 | Yes |  | Irradiance_817 |  | 0 | 0 | 0
2 | 4 | 1 | 818 | Yes |  | Irradiance_818 |  | 0 | 0 | 0
2 | 4 | 2 | 819 | Yes |  | Irradiance_819 |  | 0 | 0 | 0
2 | 4 | 3 | 820 | Yes |  | Irradiance_820 |  | 0 | 0 | 0
2 | 4 | 4 | 821 | Yes |  | Irradiance_821 |  | 0 | 0 | 0
2 | 4 | 5 | 822 | Yes |  | Irradiance_822 |  | 0 | 0 | 0
2 | 4 | 6 | 823 | Yes |  | Irradiance_823 |  | 0 | 0 | 0
2 | 4 | 7 | 824 | Yes |  | Irradiance_824 |  | 0 | 2.815 | 0
2 | 4 | 8 | 825 | Yes |  | Irradiance_825 |  | 0 | 16.933 | 1.6581
2 | 4 | 9 | 826 | Yes |  | Irradiance_826 |  | 0 | 35.812 | 4.4814
2 | 4 | 10 | 827 | Yes |  | Irradiance_827 |  | 0 | 51.897 | 6.8885
2 | 4 | 11 | 828 | Yes |  | Irradiance_828 |  | 0 | 58.528 | 7.8747
2 | 4 | 12 | 829 | Yes |  | Irradiance_829 |  | 0 | 57.581 | 7.7445
2 | 4 | 13 | 830 | Yes |  | Irradiance_830 |  | 0 | 47.163 | 6.2112
2 | 4 | 14 | 831 | Yes |  | Irradiance_831 |  | 0 | 30.143 | 3.6574
2 | 4 | 15 | 832 | Yes |  | Irradiance_832 |  | 0 | 10.338 | 0.6704
2 | 4 | 16 | 833 | Yes |  | Irradiance_833 |  | 0 | 0.953 | 0
2 | 4 | 17 | 834 | Yes |  | Irradiance_834 |  | 0 | 0 | 0
2 | 4 | 18 | 835 | Yes |  | Irradiance_835 |  | 0 | 0 | 0
2 | 4 | 19 | 836 | Yes |  | Irradiance_836 |  | 0 | 0 | 0
2 | 4 | 20 | 837 | Yes |  | Irradiance_837 |  | 0 | 0 | 0
2 | 4 | 21 | 838 | Yes |  | Irradiance_838 |  | 0 | 0 | 0
2 | 4 | 22 | 839 | Yes |  | Irradiance_839 |  | 0 | 0 | 0
2 | 4 | 23 | 840 | Yes |  | Irradiance_840 |  | 0 | 0 | 0
2 | 5 | 0 | 841 | Yes |  | Irradiance_841 |  | 0 | 0 | 0
2 | 5 | 1 | 842 | Yes |  | Irradiance_842 |  | 0 | 0 | 0
2 | 5 | 2 | 843 | Yes |  | Irradiance_843 |  | 0 | 0 | 0
2 | 5 | 3 | 844 | Yes |  | Irradiance_844 |  | 0 | 0 | 0
2 | 5 | 4 | 845 | Yes |  | Irradiance_845 |  | 0 | 0 | 0
2 | 5 | 5 | 846 | Yes |  | Irradiance_846 |  | 0 | 0 | 0
2 | 5 | 6 | 847 | Yes |  | Irradiance_847 |  | 0 | 0 | 0
2 | 5 | 7 | 848 | Yes |  | Irradiance_848 |  | 0 | 7.52 | 0.24352
2 | 5 | 8 | 849 | Yes |  | Irradiance_849 |  | 0 | 149.741 | 20.2485
2 | 5 | 9 | 850 | Yes |  | Irradiance_850 |  | 0 | 310.13 | 43.3322
2 | 5 | 10 | 851 | Yes |  | Irradiance_851 |  | 0 | 374.631 | 52.6882
2 | 5 | 11 | 852 | Yes |  | Irradiance_852 |  | 0 | 295.159 | 41.8624
2 | 5 | 12 | 853 | Yes |  | Irradiance_853 |  | 0 | 141.006 | 19.8459
2 | 5 | 13 | 854 | Yes |  | Irradiance_854 |  | 0 | 92.024 | 12.7174
2 | 5 | 14 | 855 | Yes |  | Irradiance_855 |  | 0 | 44.338 | 5.701
2 | 5 | 15 | 856 | Yes |  | Irradiance_856 |  | 0 | 10.338 | 0.6552
2 | 5 | 16 | 857 | Yes |  | Irradiance_857 |  | 0 | 0.953 | 0
2 | 5 | 17 | 858 | Yes |  | Irradiance_858 |  | 0 | 0 | 0
2 | 5 | 18 | 859 | Yes |  | Irradiance_859 |  | 0 | 0 | 0
2 | 5 | 19 | 860 | Yes |  | Irradiance_860 |  | 0 | 0 | 0
2 | 5 | 20 | 861 | Yes |  | Irradiance_861 |  | 0 | 0 | 0
2 | 5 | 21 | 862 | Yes |  | Irradiance_862 |  | 0 | 0 | 0
2 | 5 | 22 | 863 | Yes |  | Irradiance_863 |  | 0 | 0 | 0
2 | 5 | 23 | 864 | Yes |  | Irradiance_864 |  | 0 | 0 | 0
2 | 6 | 0 | 865 | Yes |  | Irradiance_865 |  | 0 | 0 | 0
2 | 6 | 1 | 866 | Yes |  | Irradiance_866 |  | 0 | 0 | 0
2 | 6 | 2 | 867 | Yes |  | Irradiance_867 |  | 0 | 0 | 0
2 | 6 | 3 | 868 | Yes |  | Irradiance_868 |  | 0 | 0 | 0
2 | 6 | 4 | 869 | Yes |  | Irradiance_869 |  | 0 | 0 | 0
2 | 6 | 5 | 870 | Yes |  | Irradiance_870 |  | 0 | 0 | 0
2 | 6 | 6 | 871 | Yes |  | Irradiance_871 |  | 0 | 0 | 0
2 | 6 | 7 | 872 | Yes |  | Irradiance_872 |  | 0 | 3.754 | 0
2 | 6 | 8 | 873 | Yes |  | Irradiance_873 |  | 0 | 33.001 | 4.089
2 | 6 | 9 | 874 | Yes |  | Irradiance_874 |  | 0 | 88.548 | 12.3286
2 | 6 | 10 | 875 | Yes |  | Irradiance_875 |  | 0 | 194.865 | 27.7797
2 | 6 | 11 | 876 | Yes |  | Irradiance_876 |  | 0 | 299.659 | 42.4298
2 | 6 | 12 | 877 | Yes |  | Irradiance_877 |  | 0 | 334.833 | 47.383
2 | 6 | 13 | 878 | Yes |  | Irradiance_878 |  | 0 | 263.237 | 37.2659
2 | 6 | 14 | 879 | Yes |  | Irradiance_879 |  | 0 | 146.067 | 20.4584
2 | 6 | 15 | 880 | Yes |  | Irradiance_880 |  | 0 | 37.673 | 4.7453
2 | 6 | 16 | 881 | Yes |  | Irradiance_881 |  | 0 | 2.859 | 0
2 | 6 | 17 | 882 | Yes |  | Irradiance_882 |  | 0 | 0 | 0
2 | 6 | 18 | 883 | Yes |  | Irradiance_883 |  | 0 | 0 | 0
2 | 6 | 19 | 884 | Yes |  | Irradiance_884 |  | 0 | 0 | 0
2 | 6 | 20 | 885 | Yes |  | Irradiance_885 |  | 0 | 0 | 0
2 | 6 | 21 | 886 | Yes |  | Irradiance_886 |  | 0 | 0 | 0
2 | 6 | 22 | 887 | Yes |  | Irradiance_887 |  | 0 | 0 | 0
2 | 6 | 23 | 888 | Yes |  | Irradiance_888 |  | 0 | 0 | 0
2 | 7 | 0 | 889 | Saturday |  | Irradiance_889 |  | 0 | 0 | 0
2 | 7 | 1 | 890 | Saturday |  | Irradiance_890 |  | 0 | 0 | 0
2 | 7 | 2 | 891 | Saturday |  | Irradiance_891 |  | 0 | 0 | 0
2 | 7 | 3 | 892 | Saturday |  | Irradiance_892 |  | 0 | 0 | 0
2 | 7 | 4 | 893 | Saturday |  | Irradiance_893 |  | 0 | 0 | 0
2 | 7 | 5 | 894 | Saturday |  | Irradiance_894 |  | 0 | 0 | 0
2 | 7 | 6 | 895 | Saturday |  | Irradiance_895 |  | 0 | 0 | 0
2 | 7 | 7 | 896 | Saturday |  | Irradiance_896 |  | 0 | 2.815 | 0
2 | 7 | 8 | 897 | Saturday |  | Irradiance_897 |  | 0 | 18.818 | 1.9114
2 | 7 | 9 | 898 | Saturday |  | Irradiance_898 |  | 0 | 38.649 | 4.8301
2 | 7 | 10 | 899 | Saturday |  | Irradiance_899 |  | 0 | 78.992 | 10.7653
2 | 7 | 11 | 900 | Saturday |  | Irradiance_900 |  | 0 | 118.881 | 16.5933
2 | 7 | 12 | 901 | Saturday |  | Irradiance_901 |  | 0 | 143.966 | 20.2235
2 | 7 | 13 | 902 | Saturday |  | Irradiance_902 |  | 0 | 143.047 | 20.2363
2 | 7 | 14 | 903 | Saturday |  | Irradiance_903 |  | 0 | 105.497 | 14.8558
2 | 7 | 15 | 904 | Saturday |  | Irradiance_904 |  | 0 | 39.781 | 5.0752
2 | 7 | 16 | 905 | Saturday |  | Irradiance_905 |  | 0 | 2.859 | 0
2 | 7 | 17 | 906 | Saturday |  | Irradiance_906 |  | 0 | 0 | 0
2 | 7 | 18 | 907 | Saturday |  | Irradiance_907 |  | 0 | 0 | 0
2 | 7 | 19 | 908 | Saturday |  | Irradiance_908 |  | 0 | 0 | 0
2 | 7 | 20 | 909 | Saturday |  | Irradiance_909 |  | 0 | 0 | 0
2 | 7 | 21 | 910 | Saturday |  | Irradiance_910 |  | 0 | 0 | 0
2 | 7 | 22 | 911 | Saturday |  | Irradiance_911 |  | 0 | 0 | 0
2 | 7 | 23 | 912 | Saturday |  | Irradiance_912 |  | 0 | 0 | 0
2 | 8 | 0 | 913 | Sunday |  | Irradiance_913 |  | 0 | 0 | 0
2 | 8 | 1 | 914 | Sunday |  | Irradiance_914 |  | 0 | 0 | 0
2 | 8 | 2 | 915 | Sunday |  | Irradiance_915 |  | 0 | 0 | 0
2 | 8 | 3 | 916 | Sunday |  | Irradiance_916 |  | 0 | 0 | 0
2 | 8 | 4 | 917 | Sunday |  | Irradiance_917 |  | 0 | 0 | 0
2 | 8 | 5 | 918 | Sunday |  | Irradiance_918 |  | 0 | 0 | 0
2 | 8 | 6 | 919 | Sunday |  | Irradiance_919 |  | 0 | 0 | 0
2 | 8 | 7 | 920 | Sunday |  | Irradiance_920 |  | 0 | 8.461 | 0.38768
2 | 8 | 8 | 921 | Sunday |  | Irradiance_921 |  | 0 | 59.983 | 8.1291
2 | 8 | 9 | 922 | Sunday |  | Irradiance_922 |  | 0 | 164.176 | 23.2846
2 | 8 | 10 | 923 | Sunday |  | Irradiance_923 |  | 0 | 254.492 | 36.0838
2 | 8 | 11 | 924 | Sunday |  | Irradiance_924 |  | 0 | 317.793 | 45.3096
2 | 8 | 12 | 925 | Sunday |  | Irradiance_925 |  | 0 | 382.279 | 54.0685
2 | 8 | 13 | 926 | Sunday |  | Irradiance_926 |  | 0 | 273.429 | 38.6242
2 | 8 | 14 | 927 | Sunday |  | Irradiance_927 |  | 0 | 154.543 | 21.5818
2 | 8 | 15 | 928 | Sunday |  | Irradiance_928 |  | 0 | 43.113 | 5.5408
2 | 8 | 16 | 929 | Sunday |  | Irradiance_929 |  | 0 | 4.766 | 0
2 | 8 | 17 | 930 | Sunday |  | Irradiance_930 |  | 0 | 0 | 0
2 | 8 | 18 | 931 | Sunday |  | Irradiance_931 |  | 0 | 0 | 0
2 | 8 | 19 | 932 | Sunday |  | Irradiance_932 |  | 0 | 0 | 0
2 | 8 | 20 | 933 | Sunday |  | Irradiance_933 |  | 0 | 0 | 0
2 | 8 | 21 | 934 | Sunday |  | Irradiance_934 |  | 0 | 0 | 0
2 | 8 | 22 | 935 | Sunday |  | Irradiance_935 |  | 0 | 0 | 0
2 | 8 | 23 | 936 | Sunday |  | Irradiance_936 |  | 0 | 0 | 0
2 | 9 | 0 | 937 | Yes |  | Irradiance_937 |  | 0 | 0 | 0
2 | 9 | 1 | 938 | Yes |  | Irradiance_938 |  | 0 | 0 | 0
2 | 9 | 2 | 939 | Yes |  | Irradiance_939 |  | 0 | 0 | 0
2 | 9 | 3 | 940 | Yes |  | Irradiance_940 |  | 0 | 0 | 0
2 | 9 | 4 | 941 | Yes |  | Irradiance_941 |  | 0 | 0 | 0
2 | 9 | 5 | 942 | Yes |  | Irradiance_942 |  | 0 | 0 | 0
2 | 9 | 6 | 943 | Yes |  | Irradiance_943 |  | 0 | 0 | 0
2 | 9 | 7 | 944 | Yes |  | Irradiance_944 |  | 0 | 10.347 | 0.68928
2 | 9 | 8 | 945 | Yes |  | Irradiance_945 |  | 0 | 54.74 | 7.4216
2 | 9 | 9 | 946 | Yes |  | Irradiance_946 |  | 0 | 95.762 | 13.5045
2 | 9 | 10 | 947 | Yes |  | Irradiance_947 |  | 0 | 161.816 | 23.0894
2 | 9 | 11 | 948 | Yes |  | Irradiance_948 |  | 0 | 234.038 | 33.3363
2 | 9 | 12 | 949 | Yes |  | Irradiance_949 |  | 0 | 258.16 | 36.547
2 | 9 | 13 | 950 | Yes |  | Irradiance_950 |  | 0 | 190.379 | 26.9587
2 | 9 | 14 | 951 | Yes |  | Irradiance_951 |  | 0 | 96.415 | 13.3806
2 | 9 | 15 | 952 | Yes |  | Irradiance_952 |  | 0 | 30.173 | 3.6408
2 | 9 | 16 | 953 | Yes |  | Irradiance_953 |  | 0 | 4.766 | 0
2 | 9 | 17 | 954 | Yes |  | Irradiance_954 |  | 0 | 0 | 0
2 | 9 | 18 | 955 | Yes |  | Irradiance_955 |  | 0 | 0 | 0
2 | 9 | 19 | 956 | Yes |  | Irradiance_956 |  | 0 | 0 | 0
2 | 9 | 20 | 957 | Yes |  | Irradiance_957 |  | 0 | 0 | 0
2 | 9 | 21 | 958 | Yes |  | Irradiance_958 |  | 0 | 0 | 0
2 | 9 | 22 | 959 | Yes |  | Irradiance_959 |  | 0 | 0 | 0
2 | 9 | 23 | 960 | Yes |  | Irradiance_960 |  | 0 | 0 | 0
2 | 10 | 0 | 961 | Yes |  | Irradiance_961 |  | 0 | 0 | 0
2 | 10 | 1 | 962 | Yes |  | Irradiance_962 |  | 0 | 0 | 0
2 | 10 | 2 | 963 | Yes |  | Irradiance_963 |  | 0 | 0 | 0
2 | 10 | 3 | 964 | Yes |  | Irradiance_964 |  | 0 | 0 | 0
2 | 10 | 4 | 965 | Yes |  | Irradiance_965 |  | 0 | 0 | 0
2 | 10 | 5 | 966 | Yes |  | Irradiance_966 |  | 0 | 0 | 0
2 | 10 | 6 | 967 | Yes |  | Irradiance_967 |  | 0 | 0 | 0
2 | 10 | 7 | 968 | Yes |  | Irradiance_968 |  | 0 | 3.754 | 0
2 | 10 | 8 | 969 | Yes |  | Irradiance_969 |  | 0 | 21.648 | 2.433
2 | 10 | 9 | 970 | Yes |  | Irradiance_970 |  | 0 | 42.432 | 5.5883
2 | 10 | 10 | 971 | Yes |  | Irradiance_971 |  | 0 | 98.122 | 13.9869
2 | 10 | 11 | 972 | Yes |  | Irradiance_972 |  | 0 | 159.358 | 22.888
2 | 10 | 12 | 973 | Yes |  | Irradiance_973 |  | 0 | 153.239 | 21.9744
2 | 10 | 13 | 974 | Yes |  | Irradiance_974 |  | 0 | 150.871 | 21.6352
2 | 10 | 14 | 975 | Yes |  | Irradiance_975 |  | 0 | 114.993 | 16.3272
2 | 10 | 15 | 976 | Yes |  | Irradiance_976 |  | 0 | 48.495 | 6.4256
2 | 10 | 16 | 977 | Yes |  | Irradiance_977 |  | 0 | 4.695 | 0
2 | 10 | 17 | 978 | Yes |  | Irradiance_978 |  | 0 | 0 | 0
2 | 10 | 18 | 979 | Yes |  | Irradiance_979 |  | 0 | 0 | 0
2 | 10 | 19 | 980 | Yes |  | Irradiance_980 |  | 0 | 0 | 0
2 | 10 | 20 | 981 | Yes |  | Irradiance_981 |  | 0 | 0 | 0
2 | 10 | 21 | 982 | Yes |  | Irradiance_982 |  | 0 | 0 | 0
2 | 10 | 22 | 983 | Yes |  | Irradiance_983 |  | 0 | 0 | 0
2 | 10 | 23 | 984 | Yes |  | Irradiance_984 |  | 0 | 0 | 0
2 | 11 | 0 | 985 | Yes |  | Irradiance_985 |  | 0 | 0 | 0
2 | 11 | 1 | 986 | Yes |  | Irradiance_986 |  | 0 | 0 | 0
2 | 11 | 2 | 987 | Yes |  | Irradiance_987 |  | 0 | 0 | 0
2 | 11 | 3 | 988 | Yes |  | Irradiance_988 |  | 0 | 0 | 0
2 | 11 | 4 | 989 | Yes |  | Irradiance_989 |  | 0 | 0 | 0
2 | 11 | 5 | 990 | Yes |  | Irradiance_990 |  | 0 | 0 | 0
2 | 11 | 6 | 991 | Yes |  | Irradiance_991 |  | 0 | 0 | 0
2 | 11 | 7 | 992 | Yes |  | Irradiance_992 |  | 0 | 13.179 | 1.1331
2 | 11 | 8 | 993 | Yes |  | Irradiance_993 |  | 0 | 143.436 | 20.2002
2 | 11 | 9 | 994 | Yes |  | Irradiance_994 |  | 0 | 314.28 | 45.1958
2 | 11 | 10 | 995 | Yes |  | Irradiance_995 |  | 0 | 328.442 | 47.7758
2 | 11 | 11 | 996 | Yes |  | Irradiance_996 |  | 0 | 278.743 | 40.4013
2 | 11 | 12 | 997 | Yes |  | Irradiance_997 |  | 0 | 159.241 | 23.0688
2 | 11 | 13 | 998 | Yes |  | Irradiance_998 |  | 0 | 228.39 | 33.249
2 | 11 | 14 | 999 | Yes |  | Irradiance_999 |  | 0 | 209.801 | 30.1494
2 | 11 | 15 | 1000 | Yes |  | Irradiance_1000 |  | 0 | 99.552 | 13.7902
2 | 11 | 16 | 1001 | Yes |  | Irradiance_1001 |  | 0 | 8.464 | 0.40288
2 | 11 | 17 | 1002 | Yes |  | Irradiance_1002 |  | 0 | 0 | 0
2 | 11 | 18 | 1003 | Yes |  | Irradiance_1003 |  | 0 | 0 | 0
2 | 11 | 19 | 1004 | Yes |  | Irradiance_1004 |  | 0 | 0 | 0
2 | 11 | 20 | 1005 | Yes |  | Irradiance_1005 |  | 0 | 0 | 0
2 | 11 | 21 | 1006 | Yes |  | Irradiance_1006 |  | 0 | 0 | 0
2 | 11 | 22 | 1007 | Yes |  | Irradiance_1007 |  | 0 | 0 | 0
2 | 11 | 23 | 1008 | Yes |  | Irradiance_1008 |  | 0 | 0 | 0
2 | 12 | 0 | 1009 | Yes |  | Irradiance_1009 |  | 0 | 0 | 0
2 | 12 | 1 | 1010 | Yes |  | Irradiance_1010 |  | 0 | 0 | 0
2 | 12 | 2 | 1011 | Yes |  | Irradiance_1011 |  | 0 | 0 | 0
2 | 12 | 3 | 1012 | Yes |  | Irradiance_1012 |  | 0 | 0 | 0
2 | 12 | 4 | 1013 | Yes |  | Irradiance_1013 |  | 0 | 0 | 0
2 | 12 | 5 | 1014 | Yes |  | Irradiance_1014 |  | 0 | 0 | 0
2 | 12 | 6 | 1015 | Yes |  | Irradiance_1015 |  | 0 | 0 | 0
2 | 12 | 7 | 1016 | Yes |  | Irradiance_1016 |  | 0 | 16.016 | 1.6102
2 | 12 | 8 | 1017 | Yes |  | Irradiance_1017 |  | 0 | 163.208 | 23.543
2 | 12 | 9 | 1018 | Yes |  | Irradiance_1018 |  | 0 | 392.218 | 56.8667
2 | 12 | 10 | 1019 | Yes |  | Irradiance_1019 |  | 0 | 548.296 | 78.7824
2 | 12 | 11 | 1020 | Yes |  | Irradiance_1020 |  | 0 | 649.61 | 91.883
2 | 12 | 12 | 1021 | Yes |  | Irradiance_1021 |  | 0 | 636.836 | 90.1765
2 | 12 | 13 | 1022 | Yes |  | Irradiance_1022 |  | 0 | 535.512 | 76.0189
2 | 12 | 14 | 1023 | Yes |  | Irradiance_1023 |  | 0 | 353.707 | 50.0774
2 | 12 | 15 | 1024 | Yes |  | Irradiance_1024 |  | 0 | 146.326 | 20
2 | 12 | 16 | 1025 | Yes |  | Irradiance_1025 |  | 0 | 9.408 | 0.55344
2 | 12 | 17 | 1026 | Yes |  | Irradiance_1026 |  | 0 | 0 | 0
2 | 12 | 18 | 1027 | Yes |  | Irradiance_1027 |  | 0 | 0 | 0
2 | 12 | 19 | 1028 | Yes |  | Irradiance_1028 |  | 0 | 0 | 0
2 | 12 | 20 | 1029 | Yes |  | Irradiance_1029 |  | 0 | 0 | 0
2 | 12 | 21 | 1030 | Yes |  | Irradiance_1030 |  | 0 | 0 | 0
2 | 12 | 22 | 1031 | Yes |  | Irradiance_1031 |  | 0 | 0 | 0
2 | 12 | 23 | 1032 | Yes |  | Irradiance_1032 |  | 0 | 0 | 0
2 | 13 | 0 | 1033 | Yes |  | Irradiance_1033 |  | 0 | 0 | 0
2 | 13 | 1 | 1034 | Yes |  | Irradiance_1034 |  | 0 | 0 | 0
2 | 13 | 2 | 1035 | Yes |  | Irradiance_1035 |  | 0 | 0 | 0
2 | 13 | 3 | 1036 | Yes |  | Irradiance_1036 |  | 0 | 0 | 0
2 | 13 | 4 | 1037 | Yes |  | Irradiance_1037 |  | 0 | 0 | 0
2 | 13 | 5 | 1038 | Yes |  | Irradiance_1038 |  | 0 | 0 | 0
2 | 13 | 6 | 1039 | Yes |  | Irradiance_1039 |  | 0 | 0 | 0
2 | 13 | 7 | 1040 | Yes |  | Irradiance_1040 |  | 0 | 30.653 | 3.7459
2 | 13 | 8 | 1041 | Yes |  | Irradiance_1041 |  | 0 | 204.738 | 29.5448
2 | 13 | 9 | 1042 | Yes |  | Irradiance_1042 |  | 0 | 437.829 | 62.527
2 | 13 | 10 | 1043 | Yes |  | Irradiance_1043 |  | 0 | 586.628 | 82.4674
2 | 13 | 11 | 1044 | Yes |  | Irradiance_1044 |  | 0 | 660.775 | 93.773
2 | 13 | 12 | 1045 | Yes |  | Irradiance_1045 |  | 0 | 643.612 | 90.123
2 | 13 | 13 | 1046 | Yes |  | Irradiance_1046 |  | 0 | 542.277 | 76.6821
2 | 13 | 14 | 1047 | Yes |  | Irradiance_1047 |  | 0 | 358.349 | 50.4077
2 | 13 | 15 | 1048 | Yes |  | Irradiance_1048 |  | 0 | 151.806 | 20.6733
2 | 13 | 16 | 1049 | Yes |  | Irradiance_1049 |  | 0 | 10.351 | 0.6872
2 | 13 | 17 | 1050 | Yes |  | Irradiance_1050 |  | 0 | 0 | 0
2 | 13 | 18 | 1051 | Yes |  | Irradiance_1051 |  | 0 | 0 | 0
2 | 13 | 19 | 1052 | Yes |  | Irradiance_1052 |  | 0 | 0 | 0
2 | 13 | 20 | 1053 | Yes |  | Irradiance_1053 |  | 0 | 0 | 0
2 | 13 | 21 | 1054 | Yes |  | Irradiance_1054 |  | 0 | 0 | 0
2 | 13 | 22 | 1055 | Yes |  | Irradiance_1055 |  | 0 | 0 | 0
2 | 13 | 23 | 1056 | Yes |  | Irradiance_1056 |  | 0 | 0 | 0
2 | 14 | 0 | 1057 | Saturday |  | Irradiance_1057 |  | 0 | 0 | 0
2 | 14 | 1 | 1058 | Saturday |  | Irradiance_1058 |  | 0 | 0 | 0
2 | 14 | 2 | 1059 | Saturday |  | Irradiance_1059 |  | 0 | 0 | 0
2 | 14 | 3 | 1060 | Saturday |  | Irradiance_1060 |  | 0 | 0 | 0
2 | 14 | 4 | 1061 | Saturday |  | Irradiance_1061 |  | 0 | 0 | 0
2 | 14 | 5 | 1062 | Saturday |  | Irradiance_1062 |  | 0 | 0 | 0
2 | 14 | 6 | 1063 | Saturday |  | Irradiance_1063 |  | 0 | 0 | 0
2 | 14 | 7 | 1064 | Saturday |  | Irradiance_1064 |  | 0 | 18.854 | 2.0666
2 | 14 | 8 | 1065 | Saturday |  | Irradiance_1065 |  | 0 | 175.813 | 25.4432
2 | 14 | 9 | 1066 | Saturday |  | Irradiance_1066 |  | 0 | 406.84 | 58.7771
2 | 14 | 10 | 1067 | Saturday |  | Irradiance_1067 |  | 0 | 566.482 | 80.8011
2 | 14 | 11 | 1068 | Saturday |  | Irradiance_1068 |  | 0 | 664.403 | 93.2115
2 | 14 | 12 | 1069 | Saturday |  | Irradiance_1069 |  | 0 | 654.919 | 92.0912
2 | 14 | 13 | 1070 | Saturday |  | Irradiance_1070 |  | 0 | 552.906 | 77.8696
2 | 14 | 14 | 1071 | Saturday |  | Irradiance_1071 |  | 0 | 368.69 | 52.5704
2 | 14 | 15 | 1072 | Saturday |  | Irradiance_1072 |  | 0 | 159.713 | 22.0896
2 | 14 | 16 | 1073 | Saturday |  | Irradiance_1073 |  | 0 | 11.295 | 0.85776
2 | 14 | 17 | 1074 | Saturday |  | Irradiance_1074 |  | 0 | 0 | 0
2 | 14 | 18 | 1075 | Saturday |  | Irradiance_1075 |  | 0 | 0 | 0
2 | 14 | 19 | 1076 | Saturday |  | Irradiance_1076 |  | 0 | 0 | 0
2 | 14 | 20 | 1077 | Saturday |  | Irradiance_1077 |  | 0 | 0 | 0
2 | 14 | 21 | 1078 | Saturday |  | Irradiance_1078 |  | 0 | 0 | 0
2 | 14 | 22 | 1079 | Saturday |  | Irradiance_1079 |  | 0 | 0 | 0
2 | 14 | 23 | 1080 | Saturday |  | Irradiance_1080 |  | 0 | 0 | 0
2 | 15 | 0 | 1081 | Sunday |  | Irradiance_1081 |  | 0 | 0 | 0
2 | 15 | 1 | 1082 | Sunday |  | Irradiance_1082 |  | 0 | 0 | 0
2 | 15 | 2 | 1083 | Sunday |  | Irradiance_1083 |  | 0 | 0 | 0
2 | 15 | 3 | 1084 | Sunday |  | Irradiance_1084 |  | 0 | 0 | 0
2 | 15 | 4 | 1085 | Sunday |  | Irradiance_1085 |  | 0 | 0 | 0
2 | 15 | 5 | 1086 | Sunday |  | Irradiance_1086 |  | 0 | 0 | 0
2 | 15 | 6 | 1087 | Sunday |  | Irradiance_1087 |  | 0 | 0 | 0
2 | 15 | 7 | 1088 | Sunday |  | Irradiance_1088 |  | 0 | 35.163 | 4.4544
2 | 15 | 8 | 1089 | Sunday |  | Irradiance_1089 |  | 0 | 216.918 | 31.4734
2 | 15 | 9 | 1090 | Sunday |  | Irradiance_1090 |  | 0 | 452.531 | 65.2477
2 | 15 | 10 | 1091 | Sunday |  | Irradiance_1091 |  | 0 | 600.935 | 86.3118
2 | 15 | 11 | 1092 | Sunday |  | Irradiance_1092 |  | 0 | 672.893 | 95.8392
2 | 15 | 12 | 1093 | Sunday |  | Irradiance_1093 |  | 0 | 660.284 | 93.3726
2 | 15 | 13 | 1094 | Sunday |  | Irradiance_1094 |  | 0 | 558.38 | 79.1606
2 | 15 | 14 | 1095 | Sunday |  | Irradiance_1095 |  | 0 | 374.042 | 53.1173
2 | 15 | 15 | 1096 | Sunday |  | Irradiance_1096 |  | 0 | 164.472 | 22.7344
2 | 15 | 16 | 1097 | Sunday |  | Irradiance_1097 |  | 0 | 13.185 | 1.1416
2 | 15 | 17 | 1098 | Sunday |  | Irradiance_1098 |  | 0 | 0 | 0
2 | 15 | 18 | 1099 | Sunday |  | Irradiance_1099 |  | 0 | 0 | 0
2 | 15 | 19 | 1100 | Sunday |  | Irradiance_1100 |  | 0 | 0 | 0
2 | 15 | 20 | 1101 | Sunday |  | Irradiance_1101 |  | 0 | 0 | 0
2 | 15 | 21 | 1102 | Sunday |  | Irradiance_1102 |  | 0 | 0 | 0
2 | 15 | 22 | 1103 | Sunday |  | Irradiance_1103 |  | 0 | 0 | 0
2 | 15 | 23 | 1104 | Sunday |  | Irradiance_1104 |  | 0 | 0 | 0
2 | 16 | 0 | 1105 | Yes |  | Irradiance_1105 |  | 0 | 0 | 0
2 | 16 | 1 | 1106 | Yes |  | Irradiance_1106 |  | 0 | 0 | 0
2 | 16 | 2 | 1107 | Yes |  | Irradiance_1107 |  | 0 | 0 | 0
2 | 16 | 3 | 1108 | Yes |  | Irradiance_1108 |  | 0 | 0 | 0
2 | 16 | 4 | 1109 | Yes |  | Irradiance_1109 |  | 0 | 0 | 0
2 | 16 | 5 | 1110 | Yes |  | Irradiance_1110 |  | 0 | 0 | 0
2 | 16 | 6 | 1111 | Yes |  | Irradiance_1111 |  | 0 | 0 | 0
2 | 16 | 7 | 1112 | Yes |  | Irradiance_1112 |  | 0 | 37.71 | 4.8754
2 | 16 | 8 | 1113 | Yes |  | Irradiance_1113 |  | 0 | 224.192 | 32.753
2 | 16 | 9 | 1114 | Yes |  | Irradiance_1114 |  | 0 | 460.113 | 67.397
2 | 16 | 10 | 1115 | Yes |  | Irradiance_1115 |  | 0 | 611.35 | 88.977
2 | 16 | 11 | 1116 | Yes |  | Irradiance_1116 |  | 0 | 680.76 | 97.7421
2 | 16 | 12 | 1117 | Yes |  | Irradiance_1117 |  | 0 | 668.448 | 95.4629
2 | 16 | 13 | 1118 | Yes |  | Irradiance_1118 |  | 0 | 567.746 | 81.5982
2 | 16 | 14 | 1119 | Yes |  | Irradiance_1119 |  | 0 | 382.803 | 55.0238
2 | 16 | 15 | 1120 | Yes |  | Irradiance_1120 |  | 0 | 172.09 | 24.1155
2 | 16 | 16 | 1121 | Yes |  | Irradiance_1121 |  | 0 | 14.13 | 1.3058
2 | 16 | 17 | 1122 | Yes |  | Irradiance_1122 |  | 0 | 0 | 0
2 | 16 | 18 | 1123 | Yes |  | Irradiance_1123 |  | 0 | 0 | 0
2 | 16 | 19 | 1124 | Yes |  | Irradiance_1124 |  | 0 | 0 | 0
2 | 16 | 20 | 1125 | Yes |  | Irradiance_1125 |  | 0 | 0 | 0
2 | 16 | 21 | 1126 | Yes |  | Irradiance_1126 |  | 0 | 0 | 0
2 | 16 | 22 | 1127 | Yes |  | Irradiance_1127 |  | 0 | 0 | 0
2 | 16 | 23 | 1128 | Yes |  | Irradiance_1128 |  | 0 | 0 | 0
2 | 17 | 0 | 1129 | Yes |  | Irradiance_1129 |  | 0 | 0 | 0
2 | 17 | 1 | 1130 | Yes |  | Irradiance_1130 |  | 0 | 0 | 0
2 | 17 | 2 | 1131 | Yes |  | Irradiance_1131 |  | 0 | 0 | 0
2 | 17 | 3 | 1132 | Yes |  | Irradiance_1132 |  | 0 | 0 | 0
2 | 17 | 4 | 1133 | Yes |  | Irradiance_1133 |  | 0 | 0 | 0
2 | 17 | 5 | 1134 | Yes |  | Irradiance_1134 |  | 0 | 0 | 0
2 | 17 | 6 | 1135 | Yes |  | Irradiance_1135 |  | 0 | 0 | 0
2 | 17 | 7 | 1136 | Yes |  | Irradiance_1136 |  | 0 | 16.951 | 1.7669
2 | 17 | 8 | 1137 | Yes |  | Irradiance_1137 |  | 0 | 135.555 | 19.5877
2 | 17 | 9 | 1138 | Yes |  | Irradiance_1138 |  | 0 | 276.968 | 40.852
2 | 17 | 10 | 1139 | Yes |  | Irradiance_1139 |  | 0 | 430.052 | 62.8454
2 | 17 | 11 | 1140 | Yes |  | Irradiance_1140 |  | 0 | 516.458 | 74.7939
2 | 17 | 12 | 1141 | Yes |  | Irradiance_1141 |  | 0 | 531.837 | 76.4757
2 | 17 | 13 | 1142 | Yes |  | Irradiance_1142 |  | 0 | 474.61 | 68.2184
2 | 17 | 14 | 1143 | Yes |  | Irradiance_1143 |  | 0 | 378.362 | 53.8403
2 | 17 | 15 | 1144 | Yes |  | Irradiance_1144 |  | 0 | 171.592 | 23.6794
2 | 17 | 16 | 1145 | Yes |  | Irradiance_1145 |  | 0 | 15.075 | 1.4323
2 | 17 | 17 | 1146 | Yes |  | Irradiance_1146 |  | 0 | 0 | 0
2 | 17 | 18 | 1147 | Yes |  | Irradiance_1147 |  | 0 | 0 | 0
2 | 17 | 19 | 1148 | Yes |  | Irradiance_1148 |  | 0 | 0 | 0
2 | 17 | 20 | 1149 | Yes |  | Irradiance_1149 |  | 0 | 0 | 0
2 | 17 | 21 | 1150 | Yes |  | Irradiance_1150 |  | 0 | 0 | 0
2 | 17 | 22 | 1151 | Yes |  | Irradiance_1151 |  | 0 | 0 | 0
2 | 17 | 23 | 1152 | Yes |  | Irradiance_1152 |  | 0 | 0 | 0
2 | 18 | 0 | 1153 | Yes |  | Irradiance_1153 |  | 0 | 0 | 0
2 | 18 | 1 | 1154 | Yes |  | Irradiance_1154 |  | 0 | 0 | 0
2 | 18 | 2 | 1155 | Yes |  | Irradiance_1155 |  | 0 | 0 | 0
2 | 18 | 3 | 1156 | Yes |  | Irradiance_1156 |  | 0 | 0 | 0
2 | 18 | 4 | 1157 | Yes |  | Irradiance_1157 |  | 0 | 0 | 0
2 | 18 | 5 | 1158 | Yes |  | Irradiance_1158 |  | 0 | 0 | 0
2 | 18 | 6 | 1159 | Yes |  | Irradiance_1159 |  | 0 | 0 | 0
2 | 18 | 7 | 1160 | Yes |  | Irradiance_1160 |  | 0 | 44.091 | 5.8309
2 | 18 | 8 | 1161 | Yes |  | Irradiance_1161 |  | 0 | 262.463 | 37.9445
2 | 18 | 9 | 1162 | Yes |  | Irradiance_1162 |  | 0 | 472.631 | 68.2139
2 | 18 | 10 | 1163 | Yes |  | Irradiance_1163 |  | 0 | 621.245 | 88.5106
2 | 18 | 11 | 1164 | Yes |  | Irradiance_1164 |  | 0 | 688.368 | 96.3157
2 | 18 | 12 | 1165 | Yes |  | Irradiance_1165 |  | 0 | 672.049 | 94.2891
2 | 18 | 13 | 1166 | Yes |  | Irradiance_1166 |  | 0 | 578.717 | 81.6086
2 | 18 | 14 | 1167 | Yes |  | Irradiance_1167 |  | 0 | 409.531 | 57.7486
2 | 18 | 15 | 1168 | Yes |  | Irradiance_1168 |  | 0 | 179.826 | 24.8144
2 | 18 | 16 | 1169 | Yes |  | Irradiance_1169 |  | 0 | 16.02 | 1.5683
2 | 18 | 17 | 1170 | Yes |  | Irradiance_1170 |  | 0 | 0 | 0
2 | 18 | 18 | 1171 | Yes |  | Irradiance_1171 |  | 0 | 0 | 0
2 | 18 | 19 | 1172 | Yes |  | Irradiance_1172 |  | 0 | 0 | 0
2 | 18 | 20 | 1173 | Yes |  | Irradiance_1173 |  | 0 | 0 | 0
2 | 18 | 21 | 1174 | Yes |  | Irradiance_1174 |  | 0 | 0 | 0
2 | 18 | 22 | 1175 | Yes |  | Irradiance_1175 |  | 0 | 0 | 0
2 | 18 | 23 | 1176 | Yes |  | Irradiance_1176 |  | 0 | 0 | 0
2 | 19 | 0 | 1177 | Yes |  | Irradiance_1177 |  | 0 | 0 | 0
2 | 19 | 1 | 1178 | Yes |  | Irradiance_1178 |  | 0 | 0 | 0
2 | 19 | 2 | 1179 | Yes |  | Irradiance_1179 |  | 0 | 0 | 0
2 | 19 | 3 | 1180 | Yes |  | Irradiance_1180 |  | 0 | 0 | 0
2 | 19 | 4 | 1181 | Yes |  | Irradiance_1181 |  | 0 | 0 | 0
2 | 19 | 5 | 1182 | Yes |  | Irradiance_1182 |  | 0 | 0 | 0
2 | 19 | 6 | 1183 | Yes |  | Irradiance_1183 |  | 0 | 0.953 | 0
2 | 19 | 7 | 1184 | Yes |  | Irradiance_1184 |  | 0 | 46.29 | 6.1547
2 | 19 | 8 | 1185 | Yes |  | Irradiance_1185 |  | 0 | 173.636 | 25.4394
2 | 19 | 9 | 1186 | Yes |  | Irradiance_1186 |  | 0 | 123.031 | 18.2531
2 | 19 | 10 | 1187 | Yes |  | Irradiance_1187 |  | 0 | 362.196 | 53.4488
2 | 19 | 11 | 1188 | Yes |  | Irradiance_1188 |  | 0 | 550.757 | 79.9528
2 | 19 | 12 | 1189 | Yes |  | Irradiance_1189 |  | 0 | 642.471 | 92.3397
2 | 19 | 13 | 1190 | Yes |  | Irradiance_1190 |  | 0 | 462.09 | 66.8406
2 | 19 | 14 | 1191 | Yes |  | Irradiance_1191 |  | 0 | 231.367 | 33.7101
2 | 19 | 15 | 1192 | Yes |  | Irradiance_1192 |  | 0 | 48.203 | 6.5163
2 | 19 | 16 | 1193 | Yes |  | Irradiance_1193 |  | 0 | 6.576 | 0.12368
2 | 19 | 17 | 1194 | Yes |  | Irradiance_1194 |  | 0 | 0 | 0
2 | 19 | 18 | 1195 | Yes |  | Irradiance_1195 |  | 0 | 0 | 0
2 | 19 | 19 | 1196 | Yes |  | Irradiance_1196 |  | 0 | 0 | 0
2 | 19 | 20 | 1197 | Yes |  | Irradiance_1197 |  | 0 | 0 | 0
2 | 19 | 21 | 1198 | Yes |  | Irradiance_1198 |  | 0 | 0 | 0
2 | 19 | 22 | 1199 | Yes |  | Irradiance_1199 |  | 0 | 0 | 0
2 | 19 | 23 | 1200 | Yes |  | Irradiance_1200 |  | 0 | 0 | 0
2 | 20 | 0 | 1201 | Yes |  | Irradiance_1201 |  | 0 | 0 | 0
2 | 20 | 1 | 1202 | Yes |  | Irradiance_1202 |  | 0 | 0 | 0
2 | 20 | 2 | 1203 | Yes |  | Irradiance_1203 |  | 0 | 0 | 0
2 | 20 | 3 | 1204 | Yes |  | Irradiance_1204 |  | 0 | 0 | 0
2 | 20 | 4 | 1205 | Yes |  | Irradiance_1205 |  | 0 | 0 | 0
2 | 20 | 5 | 1206 | Yes |  | Irradiance_1206 |  | 0 | 0 | 0
2 | 20 | 6 | 1207 | Yes |  | Irradiance_1207 |  | 0 | 0 | 0
2 | 20 | 7 | 1208 | Yes |  | Irradiance_1208 |  | 0 | 7.515 | 0.26816
2 | 20 | 8 | 1209 | Yes |  | Irradiance_1209 |  | 0 | 30.143 | 3.7501
2 | 20 | 9 | 1210 | Yes |  | Irradiance_1210 |  | 0 | 52.844 | 7.1744
2 | 20 | 10 | 1211 | Yes |  | Irradiance_1211 |  | 0 | 100.819 | 14.4054
2 | 20 | 11 | 1212 | Yes |  | Irradiance_1212 |  | 0 | 149.065 | 21.5238
2 | 20 | 12 | 1213 | Yes |  | Irradiance_1213 |  | 0 | 179.911 | 26.0952
2 | 20 | 13 | 1214 | Yes |  | Irradiance_1214 |  | 0 | 153.842 | 22.2312
2 | 20 | 14 | 1215 | Yes |  | Irradiance_1215 |  | 0 | 105.07 | 14.9046
2 | 20 | 15 | 1216 | Yes |  | Irradiance_1216 |  | 0 | 50.221 | 6.7154
2 | 20 | 16 | 1217 | Yes |  | Irradiance_1217 |  | 0 | 6.576 | 0.11184
2 | 20 | 17 | 1218 | Yes |  | Irradiance_1218 |  | 0 | 0 | 0
2 | 20 | 18 | 1219 | Yes |  | Irradiance_1219 |  | 0 | 0 | 0
2 | 20 | 19 | 1220 | Yes |  | Irradiance_1220 |  | 0 | 0 | 0
2 | 20 | 20 | 1221 | Yes |  | Irradiance_1221 |  | 0 | 0 | 0
2 | 20 | 21 | 1222 | Yes |  | Irradiance_1222 |  | 0 | 0 | 0
2 | 20 | 22 | 1223 | Yes |  | Irradiance_1223 |  | 0 | 0 | 0
2 | 20 | 23 | 1224 | Yes |  | Irradiance_1224 |  | 0 | 0 | 0
2 | 21 | 0 | 1225 | Saturday |  | Irradiance_1225 |  | 0 | 0 | 0
2 | 21 | 1 | 1226 | Saturday |  | Irradiance_1226 |  | 0 | 0 | 0
2 | 21 | 2 | 1227 | Saturday |  | Irradiance_1227 |  | 0 | 0 | 0
2 | 21 | 3 | 1228 | Saturday |  | Irradiance_1228 |  | 0 | 0 | 0
2 | 21 | 4 | 1229 | Saturday |  | Irradiance_1229 |  | 0 | 0 | 0
2 | 21 | 5 | 1230 | Saturday |  | Irradiance_1230 |  | 0 | 0 | 0
2 | 21 | 6 | 1231 | Saturday |  | Irradiance_1231 |  | 0 | 0 | 0
2 | 21 | 7 | 1232 | Saturday |  | Irradiance_1232 |  | 0 | 8.455 | 0.40928
2 | 21 | 8 | 1233 | Saturday |  | Irradiance_1233 |  | 0 | 31.087 | 3.8774
2 | 21 | 9 | 1234 | Saturday |  | Irradiance_1234 |  | 0 | 53.791 | 7.325
2 | 21 | 10 | 1235 | Saturday |  | Irradiance_1235 |  | 0 | 102.809 | 14.6974
2 | 21 | 11 | 1236 | Saturday |  | Irradiance_1236 |  | 0 | 151.011 | 21.8122
2 | 21 | 12 | 1237 | Saturday |  | Irradiance_1237 |  | 0 | 182.966 | 26.5571
2 | 21 | 13 | 1238 | Saturday |  | Irradiance_1238 |  | 0 | 155.763 | 22.5003
2 | 21 | 14 | 1239 | Saturday |  | Irradiance_1239 |  | 0 | 108.16 | 15.4278
2 | 21 | 15 | 1240 | Saturday |  | Irradiance_1240 |  | 0 | 52.235 | 7.0394
2 | 21 | 16 | 1241 | Saturday |  | Irradiance_1241 |  | 0 | 8.459 | 0.4032
2 | 21 | 17 | 1242 | Saturday |  | Irradiance_1242 |  | 0 | 0 | 0
2 | 21 | 18 | 1243 | Saturday |  | Irradiance_1243 |  | 0 | 0 | 0
2 | 21 | 19 | 1244 | Saturday |  | Irradiance_1244 |  | 0 | 0 | 0
2 | 21 | 20 | 1245 | Saturday |  | Irradiance_1245 |  | 0 | 0 | 0
2 | 21 | 21 | 1246 | Saturday |  | Irradiance_1246 |  | 0 | 0 | 0
2 | 21 | 22 | 1247 | Saturday |  | Irradiance_1247 |  | 0 | 0 | 0
2 | 21 | 23 | 1248 | Saturday |  | Irradiance_1248 |  | 0 | 0 | 0
2 | 22 | 0 | 1249 | Sunday |  | Irradiance_1249 |  | 0 | 0 | 0
2 | 22 | 1 | 1250 | Sunday |  | Irradiance_1250 |  | 0 | 0 | 0
2 | 22 | 2 | 1251 | Sunday |  | Irradiance_1251 |  | 0 | 0 | 0
2 | 22 | 3 | 1252 | Sunday |  | Irradiance_1252 |  | 0 | 0 | 0
2 | 22 | 4 | 1253 | Sunday |  | Irradiance_1253 |  | 0 | 0 | 0
2 | 22 | 5 | 1254 | Sunday |  | Irradiance_1254 |  | 0 | 0 | 0
2 | 22 | 6 | 1255 | Sunday |  | Irradiance_1255 |  | 0 | 0 | 0
2 | 22 | 7 | 1256 | Sunday |  | Irradiance_1256 |  | 0 | 9.397 | 0.55296
2 | 22 | 8 | 1257 | Sunday |  | Irradiance_1257 |  | 0 | 32.032 | 4.0197
2 | 22 | 9 | 1258 | Sunday |  | Irradiance_1258 |  | 0 | 54.738 | 7.4608
2 | 22 | 10 | 1259 | Sunday |  | Irradiance_1259 |  | 0 | 71.806 | 10.0299
2 | 22 | 11 | 1260 | Sunday |  | Irradiance_1260 |  | 0 | 79.542 | 11.1462
2 | 22 | 12 | 1261 | Sunday |  | Irradiance_1261 |  | 0 | 77.564 | 10.8682
2 | 22 | 13 | 1262 | Sunday |  | Irradiance_1262 |  | 0 | 128.087 | 18.4155
2 | 22 | 14 | 1263 | Sunday |  | Irradiance_1263 |  | 0 | 133.403 | 19.177
2 | 22 | 15 | 1264 | Sunday |  | Irradiance_1264 |  | 0 | 82.932 | 11.5723
2 | 22 | 16 | 1265 | Sunday |  | Irradiance_1265 |  | 0 | 12.232 | 0.96304
2 | 22 | 17 | 1266 | Sunday |  | Irradiance_1266 |  | 0 | 0 | 0
2 | 22 | 18 | 1267 | Sunday |  | Irradiance_1267 |  | 0 | 0 | 0
2 | 22 | 19 | 1268 | Sunday |  | Irradiance_1268 |  | 0 | 0 | 0
2 | 22 | 20 | 1269 | Sunday |  | Irradiance_1269 |  | 0 | 0 | 0
2 | 22 | 21 | 1270 | Sunday |  | Irradiance_1270 |  | 0 | 0 | 0
2 | 22 | 22 | 1271 | Sunday |  | Irradiance_1271 |  | 0 | 0 | 0
2 | 22 | 23 | 1272 | Sunday |  | Irradiance_1272 |  | 0 | 0 | 0
2 | 23 | 0 | 1273 | Yes |  | Irradiance_1273 |  | 0 | 0 | 0
2 | 23 | 1 | 1274 | Yes |  | Irradiance_1274 |  | 0 | 0 | 0
2 | 23 | 2 | 1275 | Yes |  | Irradiance_1275 |  | 0 | 0 | 0
2 | 23 | 3 | 1276 | Yes |  | Irradiance_1276 |  | 0 | 0 | 0
2 | 23 | 4 | 1277 | Yes |  | Irradiance_1277 |  | 0 | 0 | 0
2 | 23 | 5 | 1278 | Yes |  | Irradiance_1278 |  | 0 | 0 | 0
2 | 23 | 6 | 1279 | Yes |  | Irradiance_1279 |  | 0 | 0.953 | 0
2 | 23 | 7 | 1280 | Yes |  | Irradiance_1280 |  | 0 | 17.883 | 1.8333
2 | 23 | 8 | 1281 | Yes |  | Irradiance_1281 |  | 0 | 47.175 | 6.2731
2 | 23 | 9 | 1282 | Yes |  | Irradiance_1282 |  | 0 | 55.686 | 7.5462
2 | 23 | 10 | 1283 | Yes |  | Irradiance_1283 |  | 0 | 139.362 | 19.9995
2 | 23 | 11 | 1284 | Yes |  | Irradiance_1284 |  | 0 | 247.94 | 35.6528
2 | 23 | 12 | 1285 | Yes |  | Irradiance_1285 |  | 0 | 318.511 | 45.4814
2 | 23 | 13 | 1286 | Yes |  | Irradiance_1286 |  | 0 | 323.028 | 45.8032
2 | 23 | 14 | 1287 | Yes |  | Irradiance_1287 |  | 0 | 276 | 39.1965
2 | 23 | 15 | 1288 | Yes |  | Irradiance_1288 |  | 0 | 153.907 | 21.348
2 | 23 | 16 | 1289 | Yes |  | Irradiance_1289 |  | 0 | 22.2 | 2.4574
2 | 23 | 17 | 1290 | Yes |  | Irradiance_1290 |  | 0 | 0 | 0
2 | 23 | 18 | 1291 | Yes |  | Irradiance_1291 |  | 0 | 0 | 0
2 | 23 | 19 | 1292 | Yes |  | Irradiance_1292 |  | 0 | 0 | 0
2 | 23 | 20 | 1293 | Yes |  | Irradiance_1293 |  | 0 | 0 | 0
2 | 23 | 21 | 1294 | Yes |  | Irradiance_1294 |  | 0 | 0 | 0
2 | 23 | 22 | 1295 | Yes |  | Irradiance_1295 |  | 0 | 0 | 0
2 | 23 | 23 | 1296 | Yes |  | Irradiance_1296 |  | 0 | 0 | 0
2 | 24 | 0 | 1297 | Yes |  | Irradiance_1297 |  | 0 | 0 | 0
2 | 24 | 1 | 1298 | Yes |  | Irradiance_1298 |  | 0 | 0 | 0
2 | 24 | 2 | 1299 | Yes |  | Irradiance_1299 |  | 0 | 0 | 0
2 | 24 | 3 | 1300 | Yes |  | Irradiance_1300 |  | 0 | 0 | 0
2 | 24 | 4 | 1301 | Yes |  | Irradiance_1301 |  | 0 | 0 | 0
2 | 24 | 5 | 1302 | Yes |  | Irradiance_1302 |  | 0 | 0 | 0
2 | 24 | 6 | 1303 | Yes |  | Irradiance_1303 |  | 0 | 0.953 | 0
2 | 24 | 7 | 1304 | Yes |  | Irradiance_1304 |  | 0 | 18.826 | 1.961
2 | 24 | 8 | 1305 | Yes |  | Irradiance_1305 |  | 0 | 48.121 | 6.3803
2 | 24 | 9 | 1306 | Yes |  | Irradiance_1306 |  | 0 | 56.633 | 7.6674
2 | 24 | 10 | 1307 | Yes |  | Irradiance_1307 |  | 0 | 73.705 | 10.2232
2 | 24 | 11 | 1308 | Yes |  | Irradiance_1308 |  | 0 | 81.488 | 11.3886
2 | 24 | 12 | 1309 | Yes |  | Irradiance_1309 |  | 0 | 79.512 | 11.1016
2 | 24 | 13 | 1310 | Yes |  | Irradiance_1310 |  | 0 | 68.96 | 9.5106
2 | 24 | 14 | 1311 | Yes |  | Irradiance_1311 |  | 0 | 49.056 | 6.5211
2 | 24 | 15 | 1312 | Yes |  | Irradiance_1312 |  | 0 | 25.421 | 2.9454
2 | 24 | 16 | 1313 | Yes |  | Irradiance_1313 |  | 0 | 4.694 | 0
2 | 24 | 17 | 1314 | Yes |  | Irradiance_1314 |  | 0 | 0 | 0
2 | 24 | 18 | 1315 | Yes |  | Irradiance_1315 |  | 0 | 0 | 0
2 | 24 | 19 | 1316 | Yes |  | Irradiance_1316 |  | 0 | 0 | 0
2 | 24 | 20 | 1317 | Yes |  | Irradiance_1317 |  | 0 | 0 | 0
2 | 24 | 21 | 1318 | Yes |  | Irradiance_1318 |  | 0 | 0 | 0
2 | 24 | 22 | 1319 | Yes |  | Irradiance_1319 |  | 0 | 0 | 0
2 | 24 | 23 | 1320 | Yes |  | Irradiance_1320 |  | 0 | 0 | 0
2 | 25 | 0 | 1321 | Yes |  | Irradiance_1321 |  | 0 | 0 | 0
2 | 25 | 1 | 1322 | Yes |  | Irradiance_1322 |  | 0 | 0 | 0
2 | 25 | 2 | 1323 | Yes |  | Irradiance_1323 |  | 0 | 0 | 0
2 | 25 | 3 | 1324 | Yes |  | Irradiance_1324 |  | 0 | 0 | 0
2 | 25 | 4 | 1325 | Yes |  | Irradiance_1325 |  | 0 | 0 | 0
2 | 25 | 5 | 1326 | Yes |  | Irradiance_1326 |  | 0 | 0 | 0
2 | 25 | 6 | 1327 | Yes |  | Irradiance_1327 |  | 0 | 0.953 | 0
2 | 25 | 7 | 1328 | Yes |  | Irradiance_1328 |  | 0 | 15.993 | 1.5355
2 | 25 | 8 | 1329 | Yes |  | Irradiance_1329 |  | 0 | 64.463 | 8.7984
2 | 25 | 9 | 1330 | Yes |  | Irradiance_1330 |  | 0 | 136.512 | 19.4861
2 | 25 | 10 | 1331 | Yes |  | Irradiance_1331 |  | 0 | 208.977 | 30.117
2 | 25 | 11 | 1332 | Yes |  | Irradiance_1332 |  | 0 | 290.06 | 41.5765
2 | 25 | 12 | 1333 | Yes |  | Irradiance_1333 |  | 0 | 319.597 | 45.7211
2 | 25 | 13 | 1334 | Yes |  | Irradiance_1334 |  | 0 | 280.927 | 40.2334
2 | 25 | 14 | 1335 | Yes |  | Irradiance_1335 |  | 0 | 196.944 | 28.0936
2 | 25 | 15 | 1336 | Yes |  | Irradiance_1336 |  | 0 | 91.513 | 12.7941
2 | 25 | 16 | 1337 | Yes |  | Irradiance_1337 |  | 0 | 15.063 | 1.3914
2 | 25 | 17 | 1338 | Yes |  | Irradiance_1338 |  | 0 | 0 | 0
2 | 25 | 18 | 1339 | Yes |  | Irradiance_1339 |  | 0 | 0 | 0
2 | 25 | 19 | 1340 | Yes |  | Irradiance_1340 |  | 0 | 0 | 0
2 | 25 | 20 | 1341 | Yes |  | Irradiance_1341 |  | 0 | 0 | 0
2 | 25 | 21 | 1342 | Yes |  | Irradiance_1342 |  | 0 | 0 | 0
2 | 25 | 22 | 1343 | Yes |  | Irradiance_1343 |  | 0 | 0 | 0
2 | 25 | 23 | 1344 | Yes |  | Irradiance_1344 |  | 0 | 0 | 0
2 | 26 | 0 | 1345 | Yes |  | Irradiance_1345 |  | 0 | 0 | 0
2 | 26 | 1 | 1346 | Yes |  | Irradiance_1346 |  | 0 | 0 | 0
2 | 26 | 2 | 1347 | Yes |  | Irradiance_1347 |  | 0 | 0 | 0
2 | 26 | 3 | 1348 | Yes |  | Irradiance_1348 |  | 0 | 0 | 0
2 | 26 | 4 | 1349 | Yes |  | Irradiance_1349 |  | 0 | 0 | 0
2 | 26 | 5 | 1350 | Yes |  | Irradiance_1350 |  | 0 | 0 | 0
2 | 26 | 6 | 1351 | Yes |  | Irradiance_1351 |  | 0 | 0.953 | 0
2 | 26 | 7 | 1352 | Yes |  | Irradiance_1352 |  | 0 | 12.221 | 0.96144
2 | 26 | 8 | 1353 | Yes |  | Irradiance_1353 |  | 0 | 35.812 | 4.5213
2 | 26 | 9 | 1354 | Yes |  | Irradiance_1354 |  | 0 | 59.476 | 8.0728
2 | 26 | 10 | 1355 | Yes |  | Irradiance_1355 |  | 0 | 75.604 | 10.4598
2 | 26 | 11 | 1356 | Yes |  | Irradiance_1356 |  | 0 | 84.444 | 11.7774
2 | 26 | 12 | 1357 | Yes |  | Irradiance_1357 |  | 0 | 82.468 | 11.5136
2 | 26 | 13 | 1358 | Yes |  | Irradiance_1358 |  | 0 | 70.858 | 9.7502
2 | 26 | 14 | 1359 | Yes |  | Irradiance_1359 |  | 0 | 51.897 | 6.9147
2 | 26 | 15 | 1360 | Yes |  | Irradiance_1360 |  | 0 | 27.309 | 3.2227
2 | 26 | 16 | 1361 | Yes |  | Irradiance_1361 |  | 0 | 14.116 | 1.2386
2 | 26 | 17 | 1362 | Yes |  | Irradiance_1362 |  | 0 | 0 | 0
2 | 26 | 18 | 1363 | Yes |  | Irradiance_1363 |  | 0 | 0 | 0
2 | 26 | 19 | 1364 | Yes |  | Irradiance_1364 |  | 0 | 0 | 0
2 | 26 | 20 | 1365 | Yes |  | Irradiance_1365 |  | 0 | 0 | 0
2 | 26 | 21 | 1366 | Yes |  | Irradiance_1366 |  | 0 | 0 | 0
2 | 26 | 22 | 1367 | Yes |  | Irradiance_1367 |  | 0 | 0 | 0
2 | 26 | 23 | 1368 | Yes |  | Irradiance_1368 |  | 0 | 0 | 0
2 | 27 | 0 | 1369 | Yes |  | Irradiance_1369 |  | 0 | 0 | 0
2 | 27 | 1 | 1370 | Yes |  | Irradiance_1370 |  | 0 | 0 | 0
2 | 27 | 2 | 1371 | Yes |  | Irradiance_1371 |  | 0 | 0 | 0
2 | 27 | 3 | 1372 | Yes |  | Irradiance_1372 |  | 0 | 0 | 0
2 | 27 | 4 | 1373 | Yes |  | Irradiance_1373 |  | 0 | 0 | 0
2 | 27 | 5 | 1374 | Yes |  | Irradiance_1374 |  | 0 | 0 | 0
2 | 27 | 6 | 1375 | Yes |  | Irradiance_1375 |  | 0 | 0.953 | 0
2 | 27 | 7 | 1376 | Yes |  | Irradiance_1376 |  | 0 | 17.878 | 1.8285
2 | 27 | 8 | 1377 | Yes |  | Irradiance_1377 |  | 0 | 69.48 | 9.6352
2 | 27 | 9 | 1378 | Yes |  | Irradiance_1378 |  | 0 | 142.147 | 20.5046
2 | 27 | 10 | 1379 | Yes |  | Irradiance_1379 |  | 0 | 216.894 | 31.5712
2 | 27 | 11 | 1380 | Yes |  | Irradiance_1380 |  | 0 | 298.546 | 43.1059
2 | 27 | 12 | 1381 | Yes |  | Irradiance_1381 |  | 0 | 329.466 | 47.5446
2 | 27 | 13 | 1382 | Yes |  | Irradiance_1382 |  | 0 | 250.226 | 36.0866
2 | 27 | 14 | 1383 | Yes |  | Irradiance_1383 |  | 0 | 145.706 | 20.8258
2 | 27 | 15 | 1384 | Yes |  | Irradiance_1384 |  | 0 | 64.221 | 8.7637
2 | 27 | 16 | 1385 | Yes |  | Irradiance_1385 |  | 0 | 10.341 | 0.67168
2 | 27 | 17 | 1386 | Yes |  | Irradiance_1386 |  | 0 | 0 | 0
2 | 27 | 18 | 1387 | Yes |  | Irradiance_1387 |  | 0 | 0 | 0
2 | 27 | 19 | 1388 | Yes |  | Irradiance_1388 |  | 0 | 0 | 0
2 | 27 | 20 | 1389 | Yes |  | Irradiance_1389 |  | 0 | 0 | 0
2 | 27 | 21 | 1390 | Yes |  | Irradiance_1390 |  | 0 | 0 | 0
2 | 27 | 22 | 1391 | Yes |  | Irradiance_1391 |  | 0 | 0 | 0
2 | 27 | 23 | 1392 | Yes |  | Irradiance_1392 |  | 0 | 0 | 0
2 | 28 | 0 | 1393 | Saturday |  | Irradiance_1393 |  | 0 | 0 | 0
2 | 28 | 1 | 1394 | Saturday |  | Irradiance_1394 |  | 0 | 0 | 0
2 | 28 | 2 | 1395 | Saturday |  | Irradiance_1395 |  | 0 | 0 | 0
2 | 28 | 3 | 1396 | Saturday |  | Irradiance_1396 |  | 0 | 0 | 0
2 | 28 | 4 | 1397 | Saturday |  | Irradiance_1397 |  | 0 | 0 | 0
2 | 28 | 5 | 1398 | Saturday |  | Irradiance_1398 |  | 0 | 0 | 0
2 | 28 | 6 | 1399 | Saturday |  | Irradiance_1399 |  | 0 | 0.953 | 0
2 | 28 | 7 | 1400 | Saturday |  | Irradiance_1400 |  | 0 | 13.162 | 1.1202
2 | 28 | 8 | 1401 | Saturday |  | Irradiance_1401 |  | 0 | 37.702 | 4.8501
2 | 28 | 9 | 1402 | Saturday |  | Irradiance_1402 |  | 0 | 61.372 | 8.4051
2 | 28 | 10 | 1403 | Saturday |  | Irradiance_1403 |  | 0 | 78.523 | 10.94
2 | 28 | 11 | 1404 | Saturday |  | Irradiance_1404 |  | 0 | 86.389 | 12.1003
2 | 28 | 12 | 1405 | Saturday |  | Irradiance_1405 |  | 0 | 84.414 | 11.7781
2 | 28 | 13 | 1406 | Saturday |  | Irradiance_1406 |  | 0 | 72.756 | 10.0269
2 | 28 | 14 | 1407 | Saturday |  | Irradiance_1407 |  | 0 | 53.791 | 7.2192
2 | 28 | 15 | 1408 | Saturday |  | Irradiance_1408 |  | 0 | 29.198 | 3.5322
2 | 28 | 16 | 1409 | Saturday |  | Irradiance_1409 |  | 0 | 6.574 | 0.11008
2 | 28 | 17 | 1410 | Saturday |  | Irradiance_1410 |  | 0 | 0 | 0
2 | 28 | 18 | 1411 | Saturday |  | Irradiance_1411 |  | 0 | 0 | 0
2 | 28 | 19 | 1412 | Saturday |  | Irradiance_1412 |  | 0 | 0 | 0
2 | 28 | 20 | 1413 | Saturday |  | Irradiance_1413 |  | 0 | 0 | 0
2 | 28 | 21 | 1414 | Saturday |  | Irradiance_1414 |  | 0 | 0 | 0
2 | 28 | 22 | 1415 | Saturday |  | Irradiance_1415 |  | 0 | 0 | 0
2 | 28 | 23 | 1416 | Saturday |  | Irradiance_1416 |  | 0 | 0 | 0
3 | 1 | 0 | 1417 | Sunday |  | Irradiance_1417 |  | 0 | 0 | 0
3 | 1 | 1 | 1418 | Sunday |  | Irradiance_1418 |  | 0 | 0 | 0
3 | 1 | 2 | 1419 | Sunday |  | Irradiance_1419 |  | 0 | 0 | 0
3 | 1 | 3 | 1420 | Sunday |  | Irradiance_1420 |  | 0 | 0 | 0
3 | 1 | 4 | 1421 | Sunday |  | Irradiance_1421 |  | 0 | 0 | 0
3 | 1 | 5 | 1422 | Sunday |  | Irradiance_1422 |  | 0 | 0 | 0
3 | 1 | 6 | 1423 | Sunday |  | Irradiance_1423 |  | 0 | 2.809 | 0
3 | 1 | 7 | 1424 | Sunday |  | Irradiance_1424 |  | 0 | 53.953 | 7.0282
3 | 1 | 8 | 1425 | Sunday |  | Irradiance_1425 |  | 0 | 253.606 | 34.9002
3 | 1 | 9 | 1426 | Sunday |  | Irradiance_1426 |  | 0 | 466.561 | 63.2619
3 | 1 | 10 | 1427 | Sunday |  | Irradiance_1427 |  | 0 | 611.743 | 82.0798
3 | 1 | 11 | 1428 | Sunday |  | Irradiance_1428 |  | 0 | 661.479 | 87.3358
3 | 1 | 12 | 1429 | Sunday |  | Irradiance_1429 |  | 0 | 645.177 | 84.5622
3 | 1 | 13 | 1430 | Sunday |  | Irradiance_1430 |  | 0 | 565.26 | 74.5178
3 | 1 | 14 | 1431 | Sunday |  | Irradiance_1431 |  | 0 | 397.558 | 52.6611
3 | 1 | 15 | 1432 | Sunday |  | Irradiance_1432 |  | 0 | 182.299 | 23.971
3 | 1 | 16 | 1433 | Sunday |  | Irradiance_1433 |  | 0 | 31.044 | 3.5688
3 | 1 | 17 | 1434 | Sunday |  | Irradiance_1434 |  | 0 | 0.953 | 0
3 | 1 | 18 | 1435 | Sunday |  | Irradiance_1435 |  | 0 | 0 | 0
3 | 1 | 19 | 1436 | Sunday |  | Irradiance_1436 |  | 0 | 0 | 0
3 | 1 | 20 | 1437 | Sunday |  | Irradiance_1437 |  | 0 | 0 | 0
3 | 1 | 21 | 1438 | Sunday |  | Irradiance_1438 |  | 0 | 0 | 0
3 | 1 | 22 | 1439 | Sunday |  | Irradiance_1439 |  | 0 | 0 | 0
3 | 1 | 23 | 1440 | Sunday |  | Irradiance_1440 |  | 0 | 0 | 0
3 | 2 | 0 | 1441 | Yes |  | Irradiance_1441 |  | 0 | 0 | 0
3 | 2 | 1 | 1442 | Yes |  | Irradiance_1442 |  | 0 | 0 | 0
3 | 2 | 2 | 1443 | Yes |  | Irradiance_1443 |  | 0 | 0 | 0
3 | 2 | 3 | 1444 | Yes |  | Irradiance_1444 |  | 0 | 0 | 0
3 | 2 | 4 | 1445 | Yes |  | Irradiance_1445 |  | 0 | 0 | 0
3 | 2 | 5 | 1446 | Yes |  | Irradiance_1446 |  | 0 | 0 | 0
3 | 2 | 6 | 1447 | Yes |  | Irradiance_1447 |  | 0 | 6.565 | 0.10976
3 | 2 | 7 | 1448 | Yes |  | Irradiance_1448 |  | 0 | 100.048 | 13.1242
3 | 2 | 8 | 1449 | Yes |  | Irradiance_1449 |  | 0 | 280.762 | 38.1656
3 | 2 | 9 | 1450 | Yes |  | Irradiance_1450 |  | 0 | 477.281 | 63.7051
3 | 2 | 10 | 1451 | Yes |  | Irradiance_1451 |  | 0 | 622.34 | 81.9566
3 | 2 | 11 | 1452 | Yes |  | Irradiance_1452 |  | 0 | 672.136 | 87.8114
3 | 2 | 12 | 1453 | Yes |  | Irradiance_1453 |  | 0 | 655.883 | 85.9067
3 | 2 | 13 | 1454 | Yes |  | Irradiance_1454 |  | 0 | 575.034 | 75.3843
3 | 2 | 14 | 1455 | Yes |  | Irradiance_1455 |  | 0 | 409.828 | 53.703
3 | 2 | 15 | 1456 | Yes |  | Irradiance_1456 |  | 0 | 193.986 | 25.2757
3 | 2 | 16 | 1457 | Yes |  | Irradiance_1457 |  | 0 | 33.061 | 3.8352
3 | 2 | 17 | 1458 | Yes |  | Irradiance_1458 |  | 0 | 0.953 | 0
3 | 2 | 18 | 1459 | Yes |  | Irradiance_1459 |  | 0 | 0 | 0
3 | 2 | 19 | 1460 | Yes |  | Irradiance_1460 |  | 0 | 0 | 0
3 | 2 | 20 | 1461 | Yes |  | Irradiance_1461 |  | 0 | 0 | 0
3 | 2 | 21 | 1462 | Yes |  | Irradiance_1462 |  | 0 | 0 | 0
3 | 2 | 22 | 1463 | Yes |  | Irradiance_1463 |  | 0 | 0 | 0
3 | 2 | 23 | 1464 | Yes |  | Irradiance_1464 |  | 0 | 0 | 0
3 | 3 | 0 | 1465 | Yes |  | Irradiance_1465 |  | 0 | 0 | 0
3 | 3 | 1 | 1466 | Yes |  | Irradiance_1466 |  | 0 | 0 | 0
3 | 3 | 2 | 1467 | Yes |  | Irradiance_1467 |  | 0 | 0 | 0
3 | 3 | 3 | 1468 | Yes |  | Irradiance_1468 |  | 0 | 0 | 0
3 | 3 | 4 | 1469 | Yes |  | Irradiance_1469 |  | 0 | 0 | 0
3 | 3 | 5 | 1470 | Yes |  | Irradiance_1470 |  | 0 | 0 | 0
3 | 3 | 6 | 1471 | Yes |  | Irradiance_1471 |  | 0 | 7.505 | 0.23616
3 | 3 | 7 | 1472 | Yes |  | Irradiance_1472 |  | 0 | 81.889 | 10.8208
3 | 3 | 8 | 1473 | Yes |  | Irradiance_1473 |  | 0 | 130.749 | 18.3602
3 | 3 | 9 | 1474 | Yes |  | Irradiance_1474 |  | 0 | 61.252 | 8.1766
3 | 3 | 10 | 1475 | Yes |  | Irradiance_1475 |  | 0 | 78.303 | 10.7627
3 | 3 | 11 | 1476 | Yes |  | Irradiance_1476 |  | 0 | 86.092 | 11.9141
3 | 3 | 12 | 1477 | Yes |  | Irradiance_1477 |  | 0 | 84.128 | 11.5701
3 | 3 | 13 | 1478 | Yes |  | Irradiance_1478 |  | 0 | 72.616 | 9.828
3 | 3 | 14 | 1479 | Yes |  | Irradiance_1479 |  | 0 | 52.74 | 6.9058
3 | 3 | 15 | 1480 | Yes |  | Irradiance_1480 |  | 0 | 28.196 | 3.2779
3 | 3 | 16 | 1481 | Yes |  | Irradiance_1481 |  | 0 | 10.318 | 0.63344
3 | 3 | 17 | 1482 | Yes |  | Irradiance_1482 |  | 0 | 0 | 0
3 | 3 | 18 | 1483 | Yes |  | Irradiance_1483 |  | 0 | 0 | 0
3 | 3 | 19 | 1484 | Yes |  | Irradiance_1484 |  | 0 | 0 | 0
3 | 3 | 20 | 1485 | Yes |  | Irradiance_1485 |  | 0 | 0 | 0
3 | 3 | 21 | 1486 | Yes |  | Irradiance_1486 |  | 0 | 0 | 0
3 | 3 | 22 | 1487 | Yes |  | Irradiance_1487 |  | 0 | 0 | 0
3 | 3 | 23 | 1488 | Yes |  | Irradiance_1488 |  | 0 | 0 | 0
3 | 4 | 0 | 1489 | Yes |  | Irradiance_1489 |  | 0 | 0 | 0
3 | 4 | 1 | 1490 | Yes |  | Irradiance_1490 |  | 0 | 0 | 0
3 | 4 | 2 | 1491 | Yes |  | Irradiance_1491 |  | 0 | 0 | 0
3 | 4 | 3 | 1492 | Yes |  | Irradiance_1492 |  | 0 | 0 | 0
3 | 4 | 4 | 1493 | Yes |  | Irradiance_1493 |  | 0 | 0 | 0
3 | 4 | 5 | 1494 | Yes |  | Irradiance_1494 |  | 0 | 0 | 0
3 | 4 | 6 | 1495 | Yes |  | Irradiance_1495 |  | 0 | 3.747 | 0
3 | 4 | 7 | 1496 | Yes |  | Irradiance_1496 |  | 0 | 42.852 | 5.4509
3 | 4 | 8 | 1497 | Yes |  | Irradiance_1497 |  | 0 | 159.018 | 22.165
3 | 4 | 9 | 1498 | Yes |  | Irradiance_1498 |  | 0 | 323.887 | 45.4864
3 | 4 | 10 | 1499 | Yes |  | Irradiance_1499 |  | 0 | 443.516 | 62.0171
3 | 4 | 11 | 1500 | Yes |  | Irradiance_1500 |  | 0 | 542.086 | 75.251
3 | 4 | 12 | 1501 | Yes |  | Irradiance_1501 |  | 0 | 538.835 | 74.9085
3 | 4 | 13 | 1502 | Yes |  | Irradiance_1502 |  | 0 | 480.835 | 66.7632
3 | 4 | 14 | 1503 | Yes |  | Irradiance_1503 |  | 0 | 358.36 | 49.6122
3 | 4 | 15 | 1504 | Yes |  | Irradiance_1504 |  | 0 | 185.499 | 25.3197
3 | 4 | 16 | 1505 | Yes |  | Irradiance_1505 |  | 0 | 37.061 | 4.5216
3 | 4 | 17 | 1506 | Yes |  | Irradiance_1506 |  | 0 | 0.953 | 0
3 | 4 | 18 | 1507 | Yes |  | Irradiance_1507 |  | 0 | 0 | 0
3 | 4 | 19 | 1508 | Yes |  | Irradiance_1508 |  | 0 | 0 | 0
3 | 4 | 20 | 1509 | Yes |  | Irradiance_1509 |  | 0 | 0 | 0
3 | 4 | 21 | 1510 | Yes |  | Irradiance_1510 |  | 0 | 0 | 0
3 | 4 | 22 | 1511 | Yes |  | Irradiance_1511 |  | 0 | 0 | 0
3 | 4 | 23 | 1512 | Yes |  | Irradiance_1512 |  | 0 | 0 | 0
3 | 5 | 0 | 1513 | Yes |  | Irradiance_1513 |  | 0 | 0 | 0
3 | 5 | 1 | 1514 | Yes |  | Irradiance_1514 |  | 0 | 0 | 0
3 | 5 | 2 | 1515 | Yes |  | Irradiance_1515 |  | 0 | 0 | 0
3 | 5 | 3 | 1516 | Yes |  | Irradiance_1516 |  | 0 | 0 | 0
3 | 5 | 4 | 1517 | Yes |  | Irradiance_1517 |  | 0 | 0 | 0
3 | 5 | 5 | 1518 | Yes |  | Irradiance_1518 |  | 0 | 0 | 0
3 | 5 | 6 | 1519 | Yes |  | Irradiance_1519 |  | 0 | 9.386 | 0.54048
3 | 5 | 7 | 1520 | Yes |  | Irradiance_1520 |  | 0 | 108.708 | 14.5499
3 | 5 | 8 | 1521 | Yes |  | Irradiance_1521 |  | 0 | 290.162 | 40.579
3 | 5 | 9 | 1522 | Yes |  | Irradiance_1522 |  | 0 | 464.586 | 64.1354
3 | 5 | 10 | 1523 | Yes |  | Irradiance_1523 |  | 0 | 589.214 | 81.1658
3 | 5 | 11 | 1524 | Yes |  | Irradiance_1524 |  | 0 | 663.906 | 89.7702
3 | 5 | 12 | 1525 | Yes |  | Irradiance_1525 |  | 0 | 647.354 | 87.0258
3 | 5 | 13 | 1526 | Yes |  | Irradiance_1526 |  | 0 | 550.541 | 74.8517
3 | 5 | 14 | 1527 | Yes |  | Irradiance_1527 |  | 0 | 404.971 | 54.995
3 | 5 | 15 | 1528 | Yes |  | Irradiance_1528 |  | 0 | 205.181 | 27.817
3 | 5 | 16 | 1529 | Yes |  | Irradiance_1529 |  | 0 | 42.308 | 5.2781
3 | 5 | 17 | 1530 | Yes |  | Irradiance_1530 |  | 0 | 1.906 | 0
3 | 5 | 18 | 1531 | Yes |  | Irradiance_1531 |  | 0 | 0 | 0
3 | 5 | 19 | 1532 | Yes |  | Irradiance_1532 |  | 0 | 0 | 0
3 | 5 | 20 | 1533 | Yes |  | Irradiance_1533 |  | 0 | 0 | 0
3 | 5 | 21 | 1534 | Yes |  | Irradiance_1534 |  | 0 | 0 | 0
3 | 5 | 22 | 1535 | Yes |  | Irradiance_1535 |  | 0 | 0 | 0
3 | 5 | 23 | 1536 | Yes |  | Irradiance_1536 |  | 0 | 0 | 0
3 | 6 | 0 | 1537 | Yes |  | Irradiance_1537 |  | 0 | 0 | 0
3 | 6 | 1 | 1538 | Yes |  | Irradiance_1538 |  | 0 | 0 | 0
3 | 6 | 2 | 1539 | Yes |  | Irradiance_1539 |  | 0 | 0 | 0
3 | 6 | 3 | 1540 | Yes |  | Irradiance_1540 |  | 0 | 0 | 0
3 | 6 | 4 | 1541 | Yes |  | Irradiance_1541 |  | 0 | 0 | 0
3 | 6 | 5 | 1542 | Yes |  | Irradiance_1542 |  | 0 | 0 | 0
3 | 6 | 6 | 1543 | Yes |  | Irradiance_1543 |  | 0 | 7.503 | 0.26096
3 | 6 | 7 | 1544 | Yes |  | Irradiance_1544 |  | 0 | 77.711 | 10.4792
3 | 6 | 8 | 1545 | Yes |  | Irradiance_1545 |  | 0 | 197.478 | 28.0805
3 | 6 | 9 | 1546 | Yes |  | Irradiance_1546 |  | 0 | 316.04 | 44.8762
3 | 6 | 10 | 1547 | Yes |  | Irradiance_1547 |  | 0 | 433.154 | 60.795
3 | 6 | 11 | 1548 | Yes |  | Irradiance_1548 |  | 0 | 471.188 | 65.3158
3 | 6 | 12 | 1549 | Yes |  | Irradiance_1549 |  | 0 | 460.825 | 64.2438
3 | 6 | 13 | 1550 | Yes |  | Irradiance_1550 |  | 0 | 478.607 | 66.7918
3 | 6 | 14 | 1551 | Yes |  | Irradiance_1551 |  | 0 | 380.166 | 53.1325
3 | 6 | 15 | 1552 | Yes |  | Irradiance_1552 |  | 0 | 206.942 | 28.6571
3 | 6 | 16 | 1553 | Yes |  | Irradiance_1553 |  | 0 | 39.913 | 5.0648
3 | 6 | 17 | 1554 | Yes |  | Irradiance_1554 |  | 0 | 1.906 | 0
3 | 6 | 18 | 1555 | Yes |  | Irradiance_1555 |  | 0 | 0 | 0
3 | 6 | 19 | 1556 | Yes |  | Irradiance_1556 |  | 0 | 0 | 0
3 | 6 | 20 | 1557 | Yes |  | Irradiance_1557 |  | 0 | 0 | 0
3 | 6 | 21 | 1558 | Yes |  | Irradiance_1558 |  | 0 | 0 | 0
3 | 6 | 22 | 1559 | Yes |  | Irradiance_1559 |  | 0 | 0 | 0
3 | 6 | 23 | 1560 | Yes |  | Irradiance_1560 |  | 0 | 0 | 0
3 | 7 | 0 | 1561 | Saturday |  | Irradiance_1561 |  | 0 | 0 | 0
3 | 7 | 1 | 1562 | Saturday |  | Irradiance_1562 |  | 0 | 0 | 0
3 | 7 | 2 | 1563 | Saturday |  | Irradiance_1563 |  | 0 | 0 | 0
3 | 7 | 3 | 1564 | Saturday |  | Irradiance_1564 |  | 0 | 0 | 0
3 | 7 | 4 | 1565 | Saturday |  | Irradiance_1565 |  | 0 | 0 | 0
3 | 7 | 5 | 1566 | Saturday |  | Irradiance_1566 |  | 0 | 0 | 0
3 | 7 | 6 | 1567 | Saturday |  | Irradiance_1567 |  | 0 | 11.268 | 0.82704
3 | 7 | 7 | 1568 | Saturday |  | Irradiance_1568 |  | 0 | 123.94 | 16.767
3 | 7 | 8 | 1569 | Saturday |  | Irradiance_1569 |  | 0 | 306.539 | 43.1534
3 | 7 | 9 | 1570 | Saturday |  | Irradiance_1570 |  | 0 | 488.958 | 68.5003
3 | 7 | 10 | 1571 | Saturday |  | Irradiance_1571 |  | 0 | 631.662 | 87.5914
3 | 7 | 11 | 1572 | Saturday |  | Irradiance_1572 |  | 0 | 739.378 | 101.7027
3 | 7 | 12 | 1573 | Saturday |  | Irradiance_1573 |  | 0 | 721.8 | 98.6645
3 | 7 | 13 | 1574 | Saturday |  | Irradiance_1574 |  | 0 | 573.277 | 79.167
3 | 7 | 14 | 1575 | Saturday |  | Irradiance_1575 |  | 0 | 419.9 | 57.8035
3 | 7 | 15 | 1576 | Saturday |  | Irradiance_1576 |  | 0 | 228.104 | 31.0354
3 | 7 | 16 | 1577 | Saturday |  | Irradiance_1577 |  | 0 | 51.312 | 6.5202
3 | 7 | 17 | 1578 | Saturday |  | Irradiance_1578 |  | 0 | 2.859 | 0
3 | 7 | 18 | 1579 | Saturday |  | Irradiance_1579 |  | 0 | 0 | 0
3 | 7 | 19 | 1580 | Saturday |  | Irradiance_1580 |  | 0 | 0 | 0
3 | 7 | 20 | 1581 | Saturday |  | Irradiance_1581 |  | 0 | 0 | 0
3 | 7 | 21 | 1582 | Saturday |  | Irradiance_1582 |  | 0 | 0 | 0
3 | 7 | 22 | 1583 | Saturday |  | Irradiance_1583 |  | 0 | 0 | 0
3 | 7 | 23 | 1584 | Saturday |  | Irradiance_1584 |  | 0 | 0 | 0
3 | 8 | 0 | 1585 | Sunday |  | Irradiance_1585 |  | 0 | 0 | 0
3 | 8 | 1 | 1586 | Sunday |  | Irradiance_1586 |  | 0 | 0 | 0
3 | 8 | 2 | 1587 | Sunday |  | Irradiance_1587 |  | 0 | 0 | 0
3 | 8 | 3 | 1588 | Sunday |  | Irradiance_1588 |  | 0 | 0 | 0
3 | 8 | 4 | 1589 | Sunday |  | Irradiance_1589 |  | 0 | 0 | 0
3 | 8 | 5 | 1590 | Sunday |  | Irradiance_1590 |  | 0 | 0 | 0
3 | 8 | 6 | 1591 | Sunday |  | Irradiance_1591 |  | 0 | 7.502 | 0.264
3 | 8 | 7 | 1592 | Sunday |  | Irradiance_1592 |  | 0 | 60.235 | 8.2621
3 | 8 | 8 | 1593 | Sunday |  | Irradiance_1593 |  | 0 | 150.672 | 21.4494
3 | 8 | 9 | 1594 | Sunday |  | Irradiance_1594 |  | 0 | 253.565 | 35.8432
3 | 8 | 10 | 1595 | Sunday |  | Irradiance_1595 |  | 0 | 292.793 | 40.7493
3 | 8 | 11 | 1596 | Sunday |  | Irradiance_1596 |  | 0 | 256.569 | 35.7394
3 | 8 | 12 | 1597 | Sunday |  | Irradiance_1597 |  | 0 | 211.575 | 29.4306
3 | 8 | 13 | 1598 | Sunday |  | Irradiance_1598 |  | 0 | 214.766 | 30.0917
3 | 8 | 14 | 1599 | Sunday |  | Irradiance_1599 |  | 0 | 194.593 | 27.191
3 | 8 | 15 | 1600 | Sunday |  | Irradiance_1600 |  | 0 | 110.549 | 15.0203
3 | 8 | 16 | 1601 | Sunday |  | Irradiance_1601 |  | 0 | 33.138 | 3.9805
3 | 8 | 17 | 1602 | Sunday |  | Irradiance_1602 |  | 0 | 1.906 | 0
3 | 8 | 18 | 1603 | Sunday |  | Irradiance_1603 |  | 0 | 0 | 0
3 | 8 | 19 | 1604 | Sunday |  | Irradiance_1604 |  | 0 | 0 | 0
3 | 8 | 20 | 1605 | Sunday |  | Irradiance_1605 |  | 0 | 0 | 0
3 | 8 | 21 | 1606 | Sunday |  | Irradiance_1606 |  | 0 | 0 | 0
3 | 8 | 22 | 1607 | Sunday |  | Irradiance_1607 |  | 0 | 0 | 0
3 | 8 | 23 | 1608 | Sunday |  | Irradiance_1608 |  | 0 | 0 | 0
3 | 9 | 0 | 1609 | Yes |  | Irradiance_1609 |  | 0 | 0 | 0
3 | 9 | 1 | 1610 | Yes |  | Irradiance_1610 |  | 0 | 0 | 0
3 | 9 | 2 | 1611 | Yes |  | Irradiance_1611 |  | 0 | 0 | 0
3 | 9 | 3 | 1612 | Yes |  | Irradiance_1612 |  | 0 | 0 | 0
3 | 9 | 4 | 1613 | Yes |  | Irradiance_1613 |  | 0 | 0 | 0
3 | 9 | 5 | 1614 | Yes |  | Irradiance_1614 |  | 0 | 0 | 0
3 | 9 | 6 | 1615 | Yes |  | Irradiance_1615 |  | 0 | 13.152 | 1.1328
3 | 9 | 7 | 1616 | Yes |  | Irradiance_1616 |  | 0 | 135.023 | 18.4005
3 | 9 | 8 | 1617 | Yes |  | Irradiance_1617 |  | 0 | 317.111 | 44.2501
3 | 9 | 9 | 1618 | Yes |  | Irradiance_1618 |  | 0 | 498.306 | 68.055
3 | 9 | 10 | 1619 | Yes |  | Irradiance_1619 |  | 0 | 639.468 | 86.4691
3 | 9 | 11 | 1620 | Yes |  | Irradiance_1620 |  | 0 | 745.473 | 97.1414
3 | 9 | 12 | 1621 | Yes |  | Irradiance_1621 |  | 0 | 729.745 | 94.7002
3 | 9 | 13 | 1622 | Yes |  | Irradiance_1622 |  | 0 | 579.96 | 76.4898
3 | 9 | 14 | 1623 | Yes |  | Irradiance_1623 |  | 0 | 425.603 | 56.8144
3 | 9 | 15 | 1624 | Yes |  | Irradiance_1624 |  | 0 | 220.042 | 29.6106
3 | 9 | 16 | 1625 | Yes |  | Irradiance_1625 |  | 0 | 56.793 | 7.2744
3 | 9 | 17 | 1626 | Yes |  | Irradiance_1626 |  | 0 | 2.859 | 0
3 | 9 | 18 | 1627 | Yes |  | Irradiance_1627 |  | 0 | 0 | 0
3 | 9 | 19 | 1628 | Yes |  | Irradiance_1628 |  | 0 | 0 | 0
3 | 9 | 20 | 1629 | Yes |  | Irradiance_1629 |  | 0 | 0 | 0
3 | 9 | 21 | 1630 | Yes |  | Irradiance_1630 |  | 0 | 0 | 0
3 | 9 | 22 | 1631 | Yes |  | Irradiance_1631 |  | 0 | 0 | 0
3 | 9 | 23 | 1632 | Yes |  | Irradiance_1632 |  | 0 | 0 | 0
3 | 10 | 0 | 1633 | Yes |  | Irradiance_1633 |  | 0 | 0 | 0
3 | 10 | 1 | 1634 | Yes |  | Irradiance_1634 |  | 0 | 0 | 0
3 | 10 | 2 | 1635 | Yes |  | Irradiance_1635 |  | 0 | 0 | 0
3 | 10 | 3 | 1636 | Yes |  | Irradiance_1636 |  | 0 | 0 | 0
3 | 10 | 4 | 1637 | Yes |  | Irradiance_1637 |  | 0 | 0 | 0
3 | 10 | 5 | 1638 | Yes |  | Irradiance_1638 |  | 0 | 0 | 0
3 | 10 | 6 | 1639 | Yes |  | Irradiance_1639 |  | 0 | 15.038 | 1.412
3 | 10 | 7 | 1640 | Yes |  | Irradiance_1640 |  | 0 | 144.47 | 19.608
3 | 10 | 8 | 1641 | Yes |  | Irradiance_1641 |  | 0 | 330.762 | 46.1818
3 | 10 | 9 | 1642 | Yes |  | Irradiance_1642 |  | 0 | 513.055 | 70.7075
3 | 10 | 10 | 1643 | Yes |  | Irradiance_1643 |  | 0 | 690.666 | 92.9918
3 | 10 | 11 | 1644 | Yes |  | Irradiance_1644 |  | 0 | 758.971 | 100.7802
3 | 10 | 12 | 1645 | Yes |  | Irradiance_1645 |  | 0 | 740.568 | 97.7859
3 | 10 | 13 | 1646 | Yes |  | Irradiance_1646 |  | 0 | 603.062 | 80.248
3 | 10 | 14 | 1647 | Yes |  | Irradiance_1647 |  | 0 | 436.536 | 58.7653
3 | 10 | 15 | 1648 | Yes |  | Irradiance_1648 |  | 0 | 243.652 | 32.5845
3 | 10 | 16 | 1649 | Yes |  | Irradiance_1649 |  | 0 | 61.288 | 7.8062
3 | 10 | 17 | 1650 | Yes |  | Irradiance_1650 |  | 0 | 3.813 | 0
3 | 10 | 18 | 1651 | Yes |  | Irradiance_1651 |  | 0 | 0 | 0
3 | 10 | 19 | 1652 | Yes |  | Irradiance_1652 |  | 0 | 0 | 0
3 | 10 | 20 | 1653 | Yes |  | Irradiance_1653 |  | 0 | 0 | 0
3 | 10 | 21 | 1654 | Yes |  | Irradiance_1654 |  | 0 | 0 | 0
3 | 10 | 22 | 1655 | Yes |  | Irradiance_1655 |  | 0 | 0 | 0
3 | 10 | 23 | 1656 | Yes |  | Irradiance_1656 |  | 0 | 0 | 0
3 | 11 | 0 | 1657 | Yes |  | Irradiance_1657 |  | 0 | 0 | 0
3 | 11 | 1 | 1658 | Yes |  | Irradiance_1658 |  | 0 | 0 | 0
3 | 11 | 2 | 1659 | Yes |  | Irradiance_1659 |  | 0 | 0 | 0
3 | 11 | 3 | 1660 | Yes |  | Irradiance_1660 |  | 0 | 0 | 0
3 | 11 | 4 | 1661 | Yes |  | Irradiance_1661 |  | 0 | 0 | 0
3 | 11 | 5 | 1662 | Yes |  | Irradiance_1662 |  | 0 | 0 | 0
3 | 11 | 6 | 1663 | Yes |  | Irradiance_1663 |  | 0 | 15.98 | 1.5325
3 | 11 | 7 | 1664 | Yes |  | Irradiance_1664 |  | 0 | 149.992 | 20.1966
3 | 11 | 8 | 1665 | Yes |  | Irradiance_1665 |  | 0 | 336.71 | 47.1261
3 | 11 | 9 | 1666 | Yes |  | Irradiance_1666 |  | 0 | 531.7 | 73.3248
3 | 11 | 10 | 1667 | Yes |  | Irradiance_1667 |  | 0 | 700.077 | 95.6277
3 | 11 | 11 | 1668 | Yes |  | Irradiance_1668 |  | 0 | 765.604 | 103.7469
3 | 11 | 12 | 1669 | Yes |  | Irradiance_1669 |  | 0 | 746.352 | 100.7995
3 | 11 | 13 | 1670 | Yes |  | Irradiance_1670 |  | 0 | 575.439 | 78.4082
3 | 11 | 14 | 1671 | Yes |  | Irradiance_1671 |  | 0 | 328.248 | 45.5402
3 | 11 | 15 | 1672 | Yes |  | Irradiance_1672 |  | 0 | 78.998 | 10.7246
3 | 11 | 16 | 1673 | Yes |  | Irradiance_1673 |  | 0 | 24.439 | 2.7338
3 | 11 | 17 | 1674 | Yes |  | Irradiance_1674 |  | 0 | 1.906 | 0
3 | 11 | 18 | 1675 | Yes |  | Irradiance_1675 |  | 0 | 0 | 0
3 | 11 | 19 | 1676 | Yes |  | Irradiance_1676 |  | 0 | 0 | 0
3 | 11 | 20 | 1677 | Yes |  | Irradiance_1677 |  | 0 | 0 | 0
3 | 11 | 21 | 1678 | Yes |  | Irradiance_1678 |  | 0 | 0 | 0
3 | 11 | 22 | 1679 | Yes |  | Irradiance_1679 |  | 0 | 0 | 0
3 | 11 | 23 | 1680 | Yes |  | Irradiance_1680 |  | 0 | 0 | 0
3 | 12 | 0 | 1681 | Yes |  | Irradiance_1681 |  | 0 | 0 | 0
3 | 12 | 1 | 1682 | Yes |  | Irradiance_1682 |  | 0 | 0 | 0
3 | 12 | 2 | 1683 | Yes |  | Irradiance_1683 |  | 0 | 0 | 0
3 | 12 | 3 | 1684 | Yes |  | Irradiance_1684 |  | 0 | 0 | 0
3 | 12 | 4 | 1685 | Yes |  | Irradiance_1685 |  | 0 | 0 | 0
3 | 12 | 5 | 1686 | Yes |  | Irradiance_1686 |  | 0 | 0 | 0
3 | 12 | 6 | 1687 | Yes |  | Irradiance_1687 |  | 0 | 13.148 | 1.0997
3 | 12 | 7 | 1688 | Yes |  | Irradiance_1688 |  | 0 | 101.977 | 13.8043
3 | 12 | 8 | 1689 | Yes |  | Irradiance_1689 |  | 0 | 192.683 | 27.2848
3 | 12 | 9 | 1690 | Yes |  | Irradiance_1690 |  | 0 | 274.787 | 39.195
3 | 12 | 10 | 1691 | Yes |  | Irradiance_1691 |  | 0 | 346.511 | 49.211
3 | 12 | 11 | 1692 | Yes |  | Irradiance_1692 |  | 0 | 377.652 | 53.2125
3 | 12 | 12 | 1693 | Yes |  | Irradiance_1693 |  | 0 | 368.457 | 52.1051
3 | 12 | 13 | 1694 | Yes |  | Irradiance_1694 |  | 0 | 317.519 | 44.6952
3 | 12 | 14 | 1695 | Yes |  | Irradiance_1695 |  | 0 | 234.493 | 32.9235
3 | 12 | 15 | 1696 | Yes |  | Irradiance_1696 |  | 0 | 122.137 | 16.917
3 | 12 | 16 | 1697 | Yes |  | Irradiance_1697 |  | 0 | 30.103 | 3.548
3 | 12 | 17 | 1698 | Yes |  | Irradiance_1698 |  | 0 | 1.872 | 0
3 | 12 | 18 | 1699 | Yes |  | Irradiance_1699 |  | 0 | 0 | 0
3 | 12 | 19 | 1700 | Yes |  | Irradiance_1700 |  | 0 | 0 | 0
3 | 12 | 20 | 1701 | Yes |  | Irradiance_1701 |  | 0 | 0 | 0
3 | 12 | 21 | 1702 | Yes |  | Irradiance_1702 |  | 0 | 0 | 0
3 | 12 | 22 | 1703 | Yes |  | Irradiance_1703 |  | 0 | 0 | 0
3 | 12 | 23 | 1704 | Yes |  | Irradiance_1704 |  | 0 | 0 | 0
3 | 13 | 0 | 1705 | Yes |  | Irradiance_1705 |  | 0 | 0 | 0
3 | 13 | 1 | 1706 | Yes |  | Irradiance_1706 |  | 0 | 0 | 0
3 | 13 | 2 | 1707 | Yes |  | Irradiance_1707 |  | 0 | 0 | 0
3 | 13 | 3 | 1708 | Yes |  | Irradiance_1708 |  | 0 | 0 | 0
3 | 13 | 4 | 1709 | Yes |  | Irradiance_1709 |  | 0 | 0 | 0
3 | 13 | 5 | 1710 | Yes |  | Irradiance_1710 |  | 0 | 0 | 0
3 | 13 | 6 | 1711 | Yes |  | Irradiance_1711 |  | 0 | 3.747 | 0
3 | 13 | 7 | 1712 | Yes |  | Irradiance_1712 |  | 0 | 32.913 | 3.9627
3 | 13 | 8 | 1713 | Yes |  | Irradiance_1713 |  | 0 | 91.285 | 12.4573
3 | 13 | 9 | 1714 | Yes |  | Irradiance_1714 |  | 0 | 169.079 | 23.5928
3 | 13 | 10 | 1715 | Yes |  | Irradiance_1715 |  | 0 | 172.211 | 23.9034
3 | 13 | 11 | 1716 | Yes |  | Irradiance_1716 |  | 0 | 143.56 | 19.8699
3 | 13 | 12 | 1717 | Yes |  | Irradiance_1717 |  | 0 | 95.848 | 13.0565
3 | 13 | 13 | 1718 | Yes |  | Irradiance_1718 |  | 0 | 84.092 | 11.5624
3 | 13 | 14 | 1719 | Yes |  | Irradiance_1719 |  | 0 | 63.146 | 8.4784
3 | 13 | 15 | 1720 | Yes |  | Irradiance_1720 |  | 0 | 36.683 | 4.5928
3 | 13 | 16 | 1721 | Yes |  | Irradiance_1721 |  | 0 | 12.196 | 0.9408
3 | 13 | 17 | 1722 | Yes |  | Irradiance_1722 |  | 0 | 0.936 | 0
3 | 13 | 18 | 1723 | Yes |  | Irradiance_1723 |  | 0 | 0 | 0
3 | 13 | 19 | 1724 | Yes |  | Irradiance_1724 |  | 0 | 0 | 0
3 | 13 | 20 | 1725 | Yes |  | Irradiance_1725 |  | 0 | 0 | 0
3 | 13 | 21 | 1726 | Yes |  | Irradiance_1726 |  | 0 | 0 | 0
3 | 13 | 22 | 1727 | Yes |  | Irradiance_1727 |  | 0 | 0 | 0
3 | 13 | 23 | 1728 | Yes |  | Irradiance_1728 |  | 0 | 0 | 0
3 | 14 | 0 | 1729 | Saturday |  | Irradiance_1729 |  | 0 | 0 | 0
3 | 14 | 1 | 1730 | Saturday |  | Irradiance_1730 |  | 0 | 0 | 0
3 | 14 | 2 | 1731 | Saturday |  | Irradiance_1731 |  | 0 | 0 | 0
3 | 14 | 3 | 1732 | Saturday |  | Irradiance_1732 |  | 0 | 0 | 0
3 | 14 | 4 | 1733 | Saturday |  | Irradiance_1733 |  | 0 | 0 | 0
3 | 14 | 5 | 1734 | Saturday |  | Irradiance_1734 |  | 0 | 0 | 0
3 | 14 | 6 | 1735 | Saturday |  | Irradiance_1735 |  | 0 | 19.751 | 2.0875
3 | 14 | 7 | 1736 | Saturday |  | Irradiance_1736 |  | 0 | 145.216 | 19.7894
3 | 14 | 8 | 1737 | Saturday |  | Irradiance_1737 |  | 0 | 267.652 | 38.0624
3 | 14 | 9 | 1738 | Saturday |  | Irradiance_1738 |  | 0 | 282.465 | 40.5312
3 | 14 | 10 | 1739 | Saturday |  | Irradiance_1739 |  | 0 | 382.127 | 54.6848
3 | 14 | 11 | 1740 | Saturday |  | Irradiance_1740 |  | 0 | 451.265 | 64.4091
3 | 14 | 12 | 1741 | Saturday |  | Irradiance_1741 |  | 0 | 502.65 | 71.7312
3 | 14 | 13 | 1742 | Saturday |  | Irradiance_1742 |  | 0 | 494.85 | 71.0523
3 | 14 | 14 | 1743 | Saturday |  | Irradiance_1743 |  | 0 | 395.284 | 56.3478
3 | 14 | 15 | 1744 | Saturday |  | Irradiance_1744 |  | 0 | 231.904 | 32.5544
3 | 14 | 16 | 1745 | Saturday |  | Irradiance_1745 |  | 0 | 67.276 | 9.0885
3 | 14 | 17 | 1746 | Saturday |  | Irradiance_1746 |  | 0 | 5.625 | 0
3 | 14 | 18 | 1747 | Saturday |  | Irradiance_1747 |  | 0 | 0 | 0
3 | 14 | 19 | 1748 | Saturday |  | Irradiance_1748 |  | 0 | 0 | 0
3 | 14 | 20 | 1749 | Saturday |  | Irradiance_1749 |  | 0 | 0 | 0
3 | 14 | 21 | 1750 | Saturday |  | Irradiance_1750 |  | 0 | 0 | 0
3 | 14 | 22 | 1751 | Saturday |  | Irradiance_1751 |  | 0 | 0 | 0
3 | 14 | 23 | 1752 | Saturday |  | Irradiance_1752 |  | 0 | 0 | 0
3 | 15 | 0 | 1753 | Sunday |  | Irradiance_1753 |  | 0 | 0 | 0
3 | 15 | 1 | 1754 | Sunday |  | Irradiance_1754 |  | 0 | 0 | 0
3 | 15 | 2 | 1755 | Sunday |  | Irradiance_1755 |  | 0 | 0 | 0
3 | 15 | 3 | 1756 | Sunday |  | Irradiance_1756 |  | 0 | 0 | 0
3 | 15 | 4 | 1757 | Sunday |  | Irradiance_1757 |  | 0 | 0 | 0
3 | 15 | 5 | 1758 | Sunday |  | Irradiance_1758 |  | 0 | 0 | 0
3 | 15 | 6 | 1759 | Sunday |  | Irradiance_1759 |  | 0 | 19.746 | 2.1398
3 | 15 | 7 | 1760 | Sunday |  | Irradiance_1760 |  | 0 | 98.293 | 13.9342
3 | 15 | 8 | 1761 | Sunday |  | Irradiance_1761 |  | 0 | 138.629 | 19.9685
3 | 15 | 9 | 1762 | Sunday |  | Irradiance_1762 |  | 0 | 76.408 | 10.6613
3 | 15 | 10 | 1763 | Sunday |  | Irradiance_1763 |  | 0 | 93.877 | 13.2971
3 | 15 | 11 | 1764 | Sunday |  | Irradiance_1764 |  | 0 | 101.747 | 14.3398
3 | 15 | 12 | 1765 | Sunday |  | Irradiance_1765 |  | 0 | 99.783 | 14.0347
3 | 15 | 13 | 1766 | Sunday |  | Irradiance_1766 |  | 0 | 202.728 | 29.0562
3 | 15 | 14 | 1767 | Sunday |  | Irradiance_1767 |  | 0 | 242.088 | 34.9872
3 | 15 | 15 | 1768 | Sunday |  | Irradiance_1768 |  | 0 | 178.875 | 25.6699
3 | 15 | 16 | 1769 | Sunday |  | Irradiance_1769 |  | 0 | 61.227 | 8.3333
3 | 15 | 17 | 1770 | Sunday |  | Irradiance_1770 |  | 0 | 5.625 | 0
3 | 15 | 18 | 1771 | Sunday |  | Irradiance_1771 |  | 0 | 0 | 0
3 | 15 | 19 | 1772 | Sunday |  | Irradiance_1772 |  | 0 | 0 | 0
3 | 15 | 20 | 1773 | Sunday |  | Irradiance_1773 |  | 0 | 0 | 0
3 | 15 | 21 | 1774 | Sunday |  | Irradiance_1774 |  | 0 | 0 | 0
3 | 15 | 22 | 1775 | Sunday |  | Irradiance_1775 |  | 0 | 0 | 0
3 | 15 | 23 | 1776 | Sunday |  | Irradiance_1776 |  | 0 | 0 | 0
3 | 16 | 0 | 1777 | Yes |  | Irradiance_1777 |  | 0 | 0 | 0
3 | 16 | 1 | 1778 | Yes |  | Irradiance_1778 |  | 0 | 0 | 0
3 | 16 | 2 | 1779 | Yes |  | Irradiance_1779 |  | 0 | 0 | 0
3 | 16 | 3 | 1780 | Yes |  | Irradiance_1780 |  | 0 | 0 | 0
3 | 16 | 4 | 1781 | Yes |  | Irradiance_1781 |  | 0 | 0 | 0
3 | 16 | 5 | 1782 | Yes |  | Irradiance_1782 |  | 0 | 0 | 0
3 | 16 | 6 | 1783 | Yes |  | Irradiance_1783 |  | 0 | 15.968 | 1.5774
3 | 16 | 7 | 1784 | Yes |  | Irradiance_1784 |  | 0 | 85.82 | 12.244
3 | 16 | 8 | 1785 | Yes |  | Irradiance_1785 |  | 0 | 182.179 | 26.5288
3 | 16 | 9 | 1786 | Yes |  | Irradiance_1786 |  | 0 | 294.825 | 42.9376
3 | 16 | 10 | 1787 | Yes |  | Irradiance_1787 |  | 0 | 260.594 | 37.7526
3 | 16 | 11 | 1788 | Yes |  | Irradiance_1788 |  | 0 | 196.714 | 28.3419
3 | 16 | 12 | 1789 | Yes |  | Irradiance_1789 |  | 0 | 100.754 | 14.187
3 | 16 | 13 | 1790 | Yes |  | Irradiance_1790 |  | 0 | 166.508 | 23.9117
3 | 16 | 14 | 1791 | Yes |  | Irradiance_1791 |  | 0 | 181.78 | 26.112
3 | 16 | 15 | 1792 | Yes |  | Irradiance_1792 |  | 0 | 133.643 | 19.032
3 | 16 | 16 | 1793 | Yes |  | Irradiance_1793 |  | 0 | 60.735 | 8.1968
3 | 16 | 17 | 1794 | Yes |  | Irradiance_1794 |  | 0 | 6.564 | 0.1
3 | 16 | 18 | 1795 | Yes |  | Irradiance_1795 |  | 0 | 0 | 0
3 | 16 | 19 | 1796 | Yes |  | Irradiance_1796 |  | 0 | 0 | 0
3 | 16 | 20 | 1797 | Yes |  | Irradiance_1797 |  | 0 | 0 | 0
3 | 16 | 21 | 1798 | Yes |  | Irradiance_1798 |  | 0 | 0 | 0
3 | 16 | 22 | 1799 | Yes |  | Irradiance_1799 |  | 0 | 0 | 0
3 | 16 | 23 | 1800 | Yes |  | Irradiance_1800 |  | 0 | 0 | 0
3 | 17 | 0 | 1801 | Yes |  | Irradiance_1801 |  | 0 | 0 | 0
3 | 17 | 1 | 1802 | Yes |  | Irradiance_1802 |  | 0 | 0 | 0
3 | 17 | 2 | 1803 | Yes |  | Irradiance_1803 |  | 0 | 0 | 0
3 | 17 | 3 | 1804 | Yes |  | Irradiance_1804 |  | 0 | 0 | 0
3 | 17 | 4 | 1805 | Yes |  | Irradiance_1805 |  | 0 | 0 | 0
3 | 17 | 5 | 1806 | Yes |  | Irradiance_1806 |  | 0 | 0 | 0
3 | 17 | 6 | 1807 | Yes |  | Irradiance_1807 |  | 0 | 28.502 | 3.4662
3 | 17 | 7 | 1808 | Yes |  | Irradiance_1808 |  | 0 | 173.358 | 24.0939
3 | 17 | 8 | 1809 | Yes |  | Irradiance_1809 |  | 0 | 379.628 | 53.2653
3 | 17 | 9 | 1810 | Yes |  | Irradiance_1810 |  | 0 | 575.181 | 79.0066
3 | 17 | 10 | 1811 | Yes |  | Irradiance_1811 |  | 0 | 739.024 | 100.0358
3 | 17 | 11 | 1812 | Yes |  | Irradiance_1812 |  | 0 | 802.857 | 107.4131
3 | 17 | 12 | 1813 | Yes |  | Irradiance_1813 |  | 0 | 771.222 | 102.2848
3 | 17 | 13 | 1814 | Yes |  | Irradiance_1814 |  | 0 | 631.994 | 84.8362
3 | 17 | 14 | 1815 | Yes |  | Irradiance_1815 |  | 0 | 466.306 | 63.3501
3 | 17 | 15 | 1816 | Yes |  | Irradiance_1816 |  | 0 | 270.961 | 37.1134
3 | 17 | 16 | 1817 | Yes |  | Irradiance_1817 |  | 0 | 83.267 | 10.996
3 | 17 | 17 | 1818 | Yes |  | Irradiance_1818 |  | 0 | 7.504 | 0.24096
3 | 17 | 18 | 1819 | Yes |  | Irradiance_1819 |  | 0 | 0 | 0
3 | 17 | 19 | 1820 | Yes |  | Irradiance_1820 |  | 0 | 0 | 0
3 | 17 | 20 | 1821 | Yes |  | Irradiance_1821 |  | 0 | 0 | 0
3 | 17 | 21 | 1822 | Yes |  | Irradiance_1822 |  | 0 | 0 | 0
3 | 17 | 22 | 1823 | Yes |  | Irradiance_1823 |  | 0 | 0 | 0
3 | 17 | 23 | 1824 | Yes |  | Irradiance_1824 |  | 0 | 0 | 0
3 | 18 | 0 | 1825 | Yes |  | Irradiance_1825 |  | 0 | 0 | 0
3 | 18 | 1 | 1826 | Yes |  | Irradiance_1826 |  | 0 | 0 | 0
3 | 18 | 2 | 1827 | Yes |  | Irradiance_1827 |  | 0 | 0 | 0
3 | 18 | 3 | 1828 | Yes |  | Irradiance_1828 |  | 0 | 0 | 0
3 | 18 | 4 | 1829 | Yes |  | Irradiance_1829 |  | 0 | 0 | 0
3 | 18 | 5 | 1830 | Yes |  | Irradiance_1830 |  | 0 | 0.953 | 0
3 | 18 | 6 | 1831 | Yes |  | Irradiance_1831 |  | 0 | 19.736 | 2.1288
3 | 18 | 7 | 1832 | Yes |  | Irradiance_1832 |  | 0 | 102.378 | 14.4326
3 | 18 | 8 | 1833 | Yes |  | Irradiance_1833 |  | 0 | 243.196 | 34.4589
3 | 18 | 9 | 1834 | Yes |  | Irradiance_1834 |  | 0 | 380.483 | 53.1989
3 | 18 | 10 | 1835 | Yes |  | Irradiance_1835 |  | 0 | 497.263 | 68.7986
3 | 18 | 11 | 1836 | Yes |  | Irradiance_1836 |  | 0 | 525.438 | 72.1619
3 | 18 | 12 | 1837 | Yes |  | Irradiance_1837 |  | 0 | 511.152 | 69.7838
3 | 18 | 13 | 1838 | Yes |  | Irradiance_1838 |  | 0 | 579.773 | 77.5134
3 | 18 | 14 | 1839 | Yes |  | Irradiance_1839 |  | 0 | 470.004 | 63.1598
3 | 18 | 15 | 1840 | Yes |  | Irradiance_1840 |  | 0 | 285.126 | 37.8685
3 | 18 | 16 | 1841 | Yes |  | Irradiance_1841 |  | 0 | 90.894 | 11.879
3 | 18 | 17 | 1842 | Yes |  | Irradiance_1842 |  | 0 | 8.444 | 0.36624
3 | 18 | 18 | 1843 | Yes |  | Irradiance_1843 |  | 0 | 0 | 0
3 | 18 | 19 | 1844 | Yes |  | Irradiance_1844 |  | 0 | 0 | 0
3 | 18 | 20 | 1845 | Yes |  | Irradiance_1845 |  | 0 | 0 | 0
3 | 18 | 21 | 1846 | Yes |  | Irradiance_1846 |  | 0 | 0 | 0
3 | 18 | 22 | 1847 | Yes |  | Irradiance_1847 |  | 0 | 0 | 0
3 | 18 | 23 | 1848 | Yes |  | Irradiance_1848 |  | 0 | 0 | 0
3 | 19 | 0 | 1849 | Yes |  | Irradiance_1849 |  | 0 | 0 | 0
3 | 19 | 1 | 1850 | Yes |  | Irradiance_1850 |  | 0 | 0 | 0
3 | 19 | 2 | 1851 | Yes |  | Irradiance_1851 |  | 0 | 0 | 0
3 | 19 | 3 | 1852 | Yes |  | Irradiance_1852 |  | 0 | 0 | 0
3 | 19 | 4 | 1853 | Yes |  | Irradiance_1853 |  | 0 | 0 | 0
3 | 19 | 5 | 1854 | Yes |  | Irradiance_1854 |  | 0 | 0.953 | 0
3 | 19 | 6 | 1855 | Yes |  | Irradiance_1855 |  | 0 | 35.419 | 4.5722
3 | 19 | 7 | 1856 | Yes |  | Irradiance_1856 |  | 0 | 186.531 | 25.7378
3 | 19 | 8 | 1857 | Yes |  | Irradiance_1857 |  | 0 | 396.279 | 54.6101
3 | 19 | 9 | 1858 | Yes |  | Irradiance_1858 |  | 0 | 592.966 | 80.6219
3 | 19 | 10 | 1859 | Yes |  | Irradiance_1859 |  | 0 | 750.113 | 98.6304
3 | 19 | 11 | 1860 | Yes |  | Irradiance_1860 |  | 0 | 820.091 | 106.2584
3 | 19 | 12 | 1861 | Yes |  | Irradiance_1861 |  | 0 | 782.302 | 101.1851
3 | 19 | 13 | 1862 | Yes |  | Irradiance_1862 |  | 0 | 651.397 | 85.5906
3 | 19 | 14 | 1863 | Yes |  | Irradiance_1863 |  | 0 | 481.025 | 65.0654
3 | 19 | 15 | 1864 | Yes |  | Irradiance_1864 |  | 0 | 287.16 | 38.6293
3 | 19 | 16 | 1865 | Yes |  | Irradiance_1865 |  | 0 | 93.741 | 12.2808
3 | 19 | 17 | 1866 | Yes |  | Irradiance_1866 |  | 0 | 9.385 | 0.512
3 | 19 | 18 | 1867 | Yes |  | Irradiance_1867 |  | 0 | 0 | 0
3 | 19 | 19 | 1868 | Yes |  | Irradiance_1868 |  | 0 | 0 | 0
3 | 19 | 20 | 1869 | Yes |  | Irradiance_1869 |  | 0 | 0 | 0
3 | 19 | 21 | 1870 | Yes |  | Irradiance_1870 |  | 0 | 0 | 0
3 | 19 | 22 | 1871 | Yes |  | Irradiance_1871 |  | 0 | 0 | 0
3 | 19 | 23 | 1872 | Yes |  | Irradiance_1872 |  | 0 | 0 | 0
3 | 20 | 0 | 1873 | Yes |  | Irradiance_1873 |  | 0 | 0 | 0
3 | 20 | 1 | 1874 | Yes |  | Irradiance_1874 |  | 0 | 0 | 0
3 | 20 | 2 | 1875 | Yes |  | Irradiance_1875 |  | 0 | 0 | 0
3 | 20 | 3 | 1876 | Yes |  | Irradiance_1876 |  | 0 | 0 | 0
3 | 20 | 4 | 1877 | Yes |  | Irradiance_1877 |  | 0 | 0 | 0
3 | 20 | 5 | 1878 | Yes |  | Irradiance_1878 |  | 0 | 0.953 | 0
3 | 20 | 6 | 1879 | Yes |  | Irradiance_1879 |  | 0 | 38.349 | 4.9645
3 | 20 | 7 | 1880 | Yes |  | Irradiance_1880 |  | 0 | 191.382 | 26.315
3 | 20 | 8 | 1881 | Yes |  | Irradiance_1881 |  | 0 | 398.348 | 54.9154
3 | 20 | 9 | 1882 | Yes |  | Irradiance_1882 |  | 0 | 592.965 | 80.1637
3 | 20 | 10 | 1883 | Yes |  | Irradiance_1883 |  | 0 | 730.414 | 98.0309
3 | 20 | 11 | 1884 | Yes |  | Irradiance_1884 |  | 0 | 722.078 | 96.8998
3 | 20 | 12 | 1885 | Yes |  | Irradiance_1885 |  | 0 | 531.166 | 72.3469
3 | 20 | 13 | 1886 | Yes |  | Irradiance_1886 |  | 0 | 393.288 | 54.0618
3 | 20 | 14 | 1887 | Yes |  | Irradiance_1887 |  | 0 | 229.693 | 31.9051
3 | 20 | 15 | 1888 | Yes |  | Irradiance_1888 |  | 0 | 97.534 | 13.3104
3 | 20 | 16 | 1889 | Yes |  | Irradiance_1889 |  | 0 | 36.701 | 4.4968
3 | 20 | 17 | 1890 | Yes |  | Irradiance_1890 |  | 0 | 4.685 | 0
3 | 20 | 18 | 1891 | Yes |  | Irradiance_1891 |  | 0 | 0 | 0
3 | 20 | 19 | 1892 | Yes |  | Irradiance_1892 |  | 0 | 0 | 0
3 | 20 | 20 | 1893 | Yes |  | Irradiance_1893 |  | 0 | 0 | 0
3 | 20 | 21 | 1894 | Yes |  | Irradiance_1894 |  | 0 | 0 | 0
3 | 20 | 22 | 1895 | Yes |  | Irradiance_1895 |  | 0 | 0 | 0
3 | 20 | 23 | 1896 | Yes |  | Irradiance_1896 |  | 0 | 0 | 0
3 | 21 | 0 | 1897 | Saturday |  | Irradiance_1897 |  | 0 | 0 | 0
3 | 21 | 1 | 1898 | Saturday |  | Irradiance_1898 |  | 0 | 0 | 0
3 | 21 | 2 | 1899 | Saturday |  | Irradiance_1899 |  | 0 | 0 | 0
3 | 21 | 3 | 1900 | Saturday |  | Irradiance_1900 |  | 0 | 0 | 0
3 | 21 | 4 | 1901 | Saturday |  | Irradiance_1901 |  | 0 | 0 | 0
3 | 21 | 5 | 1902 | Saturday |  | Irradiance_1902 |  | 0 | 0.953 | 0
3 | 21 | 6 | 1903 | Saturday |  | Irradiance_1903 |  | 0 | 17.845 | 1.8022
3 | 21 | 7 | 1904 | Saturday |  | Irradiance_1904 |  | 0 | 57.6 | 7.7026
3 | 21 | 8 | 1905 | Saturday |  | Irradiance_1905 |  | 0 | 85.532 | 11.7731
3 | 21 | 9 | 1906 | Saturday |  | Irradiance_1906 |  | 0 | 84.066 | 11.5178
3 | 21 | 10 | 1907 | Saturday |  | Irradiance_1907 |  | 0 | 101.681 | 14.0722
3 | 21 | 11 | 1908 | Saturday |  | Irradiance_1908 |  | 0 | 109.565 | 15.1392
3 | 21 | 12 | 1909 | Saturday |  | Irradiance_1909 |  | 0 | 105.61 | 14.5795
3 | 21 | 13 | 1910 | Saturday |  | Irradiance_1910 |  | 0 | 92.848 | 12.7234
3 | 21 | 14 | 1911 | Saturday |  | Irradiance_1911 |  | 0 | 70.723 | 9.5038
3 | 21 | 15 | 1912 | Saturday |  | Irradiance_1912 |  | 0 | 44.236 | 5.6277
3 | 21 | 16 | 1913 | Saturday |  | Irradiance_1913 |  | 0 | 17.838 | 1.7445
3 | 21 | 17 | 1914 | Saturday |  | Irradiance_1914 |  | 0 | 1.872 | 0
3 | 21 | 18 | 1915 | Saturday |  | Irradiance_1915 |  | 0 | 0 | 0
3 | 21 | 19 | 1916 | Saturday |  | Irradiance_1916 |  | 0 | 0 | 0
3 | 21 | 20 | 1917 | Saturday |  | Irradiance_1917 |  | 0 | 0 | 0
3 | 21 | 21 | 1918 | Saturday |  | Irradiance_1918 |  | 0 | 0 | 0
3 | 21 | 22 | 1919 | Saturday |  | Irradiance_1919 |  | 0 | 0 | 0
3 | 21 | 23 | 1920 | Saturday |  | Irradiance_1920 |  | 0 | 0 | 0
3 | 22 | 0 | 1921 | Sunday |  | Irradiance_1921 |  | 0 | 0 | 0
3 | 22 | 1 | 1922 | Sunday |  | Irradiance_1922 |  | 0 | 0 | 0
3 | 22 | 2 | 1923 | Sunday |  | Irradiance_1923 |  | 0 | 0 | 0
3 | 22 | 3 | 1924 | Sunday |  | Irradiance_1924 |  | 0 | 0 | 0
3 | 22 | 4 | 1925 | Sunday |  | Irradiance_1925 |  | 0 | 0 | 0
3 | 22 | 5 | 1926 | Sunday |  | Irradiance_1926 |  | 0 | 0.953 | 0
3 | 22 | 6 | 1927 | Sunday |  | Irradiance_1927 |  | 0 | 19.728 | 2.0498
3 | 22 | 7 | 1928 | Sunday |  | Irradiance_1928 |  | 0 | 72.573 | 9.825
3 | 22 | 8 | 1929 | Sunday |  | Irradiance_1929 |  | 0 | 137.776 | 19.3347
3 | 22 | 9 | 1930 | Sunday |  | Irradiance_1930 |  | 0 | 197.695 | 27.8501
3 | 22 | 10 | 1931 | Sunday |  | Irradiance_1931 |  | 0 | 242.777 | 34.2525
3 | 22 | 11 | 1932 | Sunday |  | Irradiance_1932 |  | 0 | 261.226 | 36.8045
3 | 22 | 12 | 1933 | Sunday |  | Irradiance_1933 |  | 0 | 253.627 | 35.7072
3 | 22 | 13 | 1934 | Sunday |  | Irradiance_1934 |  | 0 | 219.869 | 30.8115
3 | 22 | 14 | 1935 | Sunday |  | Irradiance_1935 |  | 0 | 165.949 | 23.1597
3 | 22 | 15 | 1936 | Sunday |  | Irradiance_1936 |  | 0 | 101.398 | 13.9248
3 | 22 | 16 | 1937 | Sunday |  | Irradiance_1937 |  | 0 | 46.317 | 5.9021
3 | 22 | 17 | 1938 | Sunday |  | Irradiance_1938 |  | 0 | 6.562 | 0.08112
3 | 22 | 18 | 1939 | Sunday |  | Irradiance_1939 |  | 0 | 0 | 0
3 | 22 | 19 | 1940 | Sunday |  | Irradiance_1940 |  | 0 | 0 | 0
3 | 22 | 20 | 1941 | Sunday |  | Irradiance_1941 |  | 0 | 0 | 0
3 | 22 | 21 | 1942 | Sunday |  | Irradiance_1942 |  | 0 | 0 | 0
3 | 22 | 22 | 1943 | Sunday |  | Irradiance_1943 |  | 0 | 0 | 0
3 | 22 | 23 | 1944 | Sunday |  | Irradiance_1944 |  | 0 | 0 | 0
3 | 23 | 0 | 1945 | Yes |  | Irradiance_1945 |  | 0 | 0 | 0
3 | 23 | 1 | 1946 | Yes |  | Irradiance_1946 |  | 0 | 0 | 0
3 | 23 | 2 | 1947 | Yes |  | Irradiance_1947 |  | 0 | 0 | 0
3 | 23 | 3 | 1948 | Yes |  | Irradiance_1948 |  | 0 | 0 | 0
3 | 23 | 4 | 1949 | Yes |  | Irradiance_1949 |  | 0 | 0 | 0
3 | 23 | 5 | 1950 | Yes |  | Irradiance_1950 |  | 0 | 0.953 | 0
3 | 23 | 6 | 1951 | Yes |  | Irradiance_1951 |  | 0 | 9.377 | 0.51904
3 | 23 | 7 | 1952 | Yes |  | Irradiance_1952 |  | 0 | 33.853 | 4.189
3 | 23 | 8 | 1953 | Yes |  | Irradiance_1953 |  | 0 | 62.2 | 8.419
3 | 23 | 9 | 1954 | Yes |  | Irradiance_1954 |  | 0 | 86.985 | 12.0722
3 | 23 | 10 | 1955 | Yes |  | Irradiance_1955 |  | 0 | 103.62 | 14.4256
3 | 23 | 11 | 1956 | Yes |  | Irradiance_1956 |  | 0 | 111.507 | 15.5125
3 | 23 | 12 | 1957 | Yes |  | Irradiance_1957 |  | 0 | 108.546 | 15.1088
3 | 23 | 13 | 1958 | Yes |  | Irradiance_1958 |  | 0 | 235.27 | 33.4902
3 | 23 | 14 | 1959 | Yes |  | Irradiance_1959 |  | 0 | 268.841 | 37.935
3 | 23 | 15 | 1960 | Yes |  | Irradiance_1960 |  | 0 | 214.008 | 29.7626
3 | 23 | 16 | 1961 | Yes |  | Irradiance_1961 |  | 0 | 91.081 | 12.2474
3 | 23 | 17 | 1962 | Yes |  | Irradiance_1962 |  | 0 | 12.209 | 0.93104
3 | 23 | 18 | 1963 | Yes |  | Irradiance_1963 |  | 0 | 0 | 0
3 | 23 | 19 | 1964 | Yes |  | Irradiance_1964 |  | 0 | 0 | 0
3 | 23 | 20 | 1965 | Yes |  | Irradiance_1965 |  | 0 | 0 | 0
3 | 23 | 21 | 1966 | Yes |  | Irradiance_1966 |  | 0 | 0 | 0
3 | 23 | 22 | 1967 | Yes |  | Irradiance_1967 |  | 0 | 0 | 0
3 | 23 | 23 | 1968 | Yes |  | Irradiance_1968 |  | 0 | 0 | 0
3 | 24 | 0 | 1969 | Yes |  | Irradiance_1969 |  | 0 | 0 | 0
3 | 24 | 1 | 1970 | Yes |  | Irradiance_1970 |  | 0 | 0 | 0
3 | 24 | 2 | 1971 | Yes |  | Irradiance_1971 |  | 0 | 0 | 0
3 | 24 | 3 | 1972 | Yes |  | Irradiance_1972 |  | 0 | 0 | 0
3 | 24 | 4 | 1973 | Yes |  | Irradiance_1973 |  | 0 | 0 | 0
3 | 24 | 5 | 1974 | Yes |  | Irradiance_1974 |  | 0 | 0.953 | 0
3 | 24 | 6 | 1975 | Yes |  | Irradiance_1975 |  | 0 | 10.317 | 0.66224
3 | 24 | 7 | 1976 | Yes |  | Irradiance_1976 |  | 0 | 34.797 | 4.3141
3 | 24 | 8 | 1977 | Yes |  | Irradiance_1977 |  | 0 | 63.147 | 8.5061
3 | 24 | 9 | 1978 | Yes |  | Irradiance_1978 |  | 0 | 87.952 | 12.1387
3 | 24 | 10 | 1979 | Yes |  | Irradiance_1979 |  | 0 | 153.009 | 21.4869
3 | 24 | 11 | 1980 | Yes |  | Irradiance_1980 |  | 0 | 213.782 | 30.008
3 | 24 | 12 | 1981 | Yes |  | Irradiance_1981 |  | 0 | 253.833 | 35.455
3 | 24 | 13 | 1982 | Yes |  | Irradiance_1982 |  | 0 | 181.182 | 25.2074
3 | 24 | 14 | 1983 | Yes |  | Irradiance_1983 |  | 0 | 107.099 | 14.7027
3 | 24 | 15 | 1984 | Yes |  | Irradiance_1984 |  | 0 | 47.07 | 6.0157
3 | 24 | 16 | 1985 | Yes |  | Irradiance_1985 |  | 0 | 19.72 | 2.0165
3 | 24 | 17 | 1986 | Yes |  | Irradiance_1986 |  | 0 | 2.809 | 0
3 | 24 | 18 | 1987 | Yes |  | Irradiance_1987 |  | 0 | 0 | 0
3 | 24 | 19 | 1988 | Yes |  | Irradiance_1988 |  | 0 | 0 | 0
3 | 24 | 20 | 1989 | Yes |  | Irradiance_1989 |  | 0 | 0 | 0
3 | 24 | 21 | 1990 | Yes |  | Irradiance_1990 |  | 0 | 0 | 0
3 | 24 | 22 | 1991 | Yes |  | Irradiance_1991 |  | 0 | 0 | 0
3 | 24 | 23 | 1992 | Yes |  | Irradiance_1992 |  | 0 | 0 | 0
3 | 25 | 0 | 1993 | Yes |  | Irradiance_1993 |  | 0 | 0 | 0
3 | 25 | 1 | 1994 | Yes |  | Irradiance_1994 |  | 0 | 0 | 0
3 | 25 | 2 | 1995 | Yes |  | Irradiance_1995 |  | 0 | 0 | 0
3 | 25 | 3 | 1996 | Yes |  | Irradiance_1996 |  | 0 | 0 | 0
3 | 25 | 4 | 1997 | Yes |  | Irradiance_1997 |  | 0 | 0 | 0
3 | 25 | 5 | 1998 | Yes |  | Irradiance_1998 |  | 0 | 0.953 | 0
3 | 25 | 6 | 1999 | Yes |  | Irradiance_1999 |  | 0 | 11.256 | 0.77648
3 | 25 | 7 | 2000 | Yes |  | Irradiance_2000 |  | 0 | 35.74 | 4.3693
3 | 25 | 8 | 2001 | Yes |  | Irradiance_2001 |  | 0 | 64.094 | 8.4608
3 | 25 | 9 | 2002 | Yes |  | Irradiance_2002 |  | 0 | 87.936 | 11.8235
3 | 25 | 10 | 2003 | Yes |  | Irradiance_2003 |  | 0 | 152.915 | 20.8882
3 | 25 | 11 | 2004 | Yes |  | Irradiance_2004 |  | 0 | 214.738 | 29.1054
3 | 25 | 12 | 2005 | Yes |  | Irradiance_2005 |  | 0 | 271.137 | 36.5618
3 | 25 | 13 | 2006 | Yes |  | Irradiance_2006 |  | 0 | 222.545 | 30.1434
3 | 25 | 14 | 2007 | Yes |  | Irradiance_2007 |  | 0 | 171.629 | 23.4405
3 | 25 | 15 | 2008 | Yes |  | Irradiance_2008 |  | 0 | 106.152 | 14.3179
3 | 25 | 16 | 2009 | Yes |  | Irradiance_2009 |  | 0 | 44.257 | 5.5429
3 | 25 | 17 | 2010 | Yes |  | Irradiance_2010 |  | 0 | 6.562 | 0.07072
3 | 25 | 18 | 2011 | Yes |  | Irradiance_2011 |  | 0 | 0 | 0
3 | 25 | 19 | 2012 | Yes |  | Irradiance_2012 |  | 0 | 0 | 0
3 | 25 | 20 | 2013 | Yes |  | Irradiance_2013 |  | 0 | 0 | 0
3 | 25 | 21 | 2014 | Yes |  | Irradiance_2014 |  | 0 | 0 | 0
3 | 25 | 22 | 2015 | Yes |  | Irradiance_2015 |  | 0 | 0 | 0
3 | 25 | 23 | 2016 | Yes |  | Irradiance_2016 |  | 0 | 0 | 0
3 | 26 | 0 | 2017 | Yes |  | Irradiance_2017 |  | 0 | 0 | 0
3 | 26 | 1 | 2018 | Yes |  | Irradiance_2018 |  | 0 | 0 | 0
3 | 26 | 2 | 2019 | Yes |  | Irradiance_2019 |  | 0 | 0 | 0
3 | 26 | 3 | 2020 | Yes |  | Irradiance_2020 |  | 0 | 0 | 0
3 | 26 | 4 | 2021 | Yes |  | Irradiance_2021 |  | 0 | 0 | 0
3 | 26 | 5 | 2022 | Yes |  | Irradiance_2022 |  | 0 | 1.872 | 0
3 | 26 | 6 | 2023 | Yes |  | Irradiance_2023 |  | 0 | 25.38 | 2.9075
3 | 26 | 7 | 2024 | Yes |  | Irradiance_2024 |  | 0 | 75.232 | 10.3099
3 | 26 | 8 | 2025 | Yes |  | Irradiance_2025 |  | 0 | 122.574 | 17.2754
3 | 26 | 9 | 2026 | Yes |  | Irradiance_2026 |  | 0 | 151.308 | 21.3314
3 | 26 | 10 | 2027 | Yes |  | Irradiance_2027 |  | 0 | 156.92 | 22.1621
3 | 26 | 11 | 2028 | Yes |  | Irradiance_2028 |  | 0 | 142.507 | 19.9619
3 | 26 | 12 | 2029 | Yes |  | Irradiance_2029 |  | 0 | 112.451 | 15.656
3 | 26 | 13 | 2030 | Yes |  | Irradiance_2030 |  | 0 | 143.859 | 20.145
3 | 26 | 14 | 2031 | Yes |  | Irradiance_2031 |  | 0 | 143.655 | 20.0795
3 | 26 | 15 | 2032 | Yes |  | Irradiance_2032 |  | 0 | 109.103 | 15.1094
3 | 26 | 16 | 2033 | Yes |  | Irradiance_2033 |  | 0 | 38.581 | 4.8261
3 | 26 | 17 | 2034 | Yes |  | Irradiance_2034 |  | 0 | 4.684 | 0
3 | 26 | 18 | 2035 | Yes |  | Irradiance_2035 |  | 0 | 0 | 0
3 | 26 | 19 | 2036 | Yes |  | Irradiance_2036 |  | 0 | 0 | 0
3 | 26 | 20 | 2037 | Yes |  | Irradiance_2037 |  | 0 | 0 | 0
3 | 26 | 21 | 2038 | Yes |  | Irradiance_2038 |  | 0 | 0 | 0
3 | 26 | 22 | 2039 | Yes |  | Irradiance_2039 |  | 0 | 0 | 0
3 | 26 | 23 | 2040 | Yes |  | Irradiance_2040 |  | 0 | 0 | 0
3 | 27 | 0 | 2041 | Yes |  | Irradiance_2041 |  | 0 | 0 | 0
3 | 27 | 1 | 2042 | Yes |  | Irradiance_2042 |  | 0 | 0 | 0
3 | 27 | 2 | 2043 | Yes |  | Irradiance_2043 |  | 0 | 0 | 0
3 | 27 | 3 | 2044 | Yes |  | Irradiance_2044 |  | 0 | 0 | 0
3 | 27 | 4 | 2045 | Yes |  | Irradiance_2045 |  | 0 | 0 | 0
3 | 27 | 5 | 2046 | Yes |  | Irradiance_2046 |  | 0 | 0.936 | 0
3 | 27 | 6 | 2047 | Yes |  | Irradiance_2047 |  | 0 | 12.196 | 0.91888
3 | 27 | 7 | 2048 | Yes |  | Irradiance_2048 |  | 0 | 54.632 | 7.1542
3 | 27 | 8 | 2049 | Yes |  | Irradiance_2049 |  | 0 | 124.498 | 17.163
3 | 27 | 9 | 2050 | Yes |  | Irradiance_2050 |  | 0 | 209.873 | 29.0301
3 | 27 | 10 | 2051 | Yes |  | Irradiance_2051 |  | 0 | 294.251 | 40.3301
3 | 27 | 11 | 2052 | Yes |  | Irradiance_2052 |  | 0 | 381.647 | 51.2062
3 | 27 | 12 | 2053 | Yes |  | Irradiance_2053 |  | 0 | 416.453 | 55.8443
3 | 27 | 13 | 2054 | Yes |  | Irradiance_2054 |  | 0 | 267.921 | 36.7509
3 | 27 | 14 | 2055 | Yes |  | Irradiance_2055 |  | 0 | 143.523 | 19.693
3 | 27 | 15 | 2056 | Yes |  | Irradiance_2056 |  | 0 | 48.96 | 6.233
3 | 27 | 16 | 2057 | Yes |  | Irradiance_2057 |  | 0 | 21.603 | 2.2709
3 | 27 | 17 | 2058 | Yes |  | Irradiance_2058 |  | 0 | 2.809 | 0
3 | 27 | 18 | 2059 | Yes |  | Irradiance_2059 |  | 0 | 0 | 0
3 | 27 | 19 | 2060 | Yes |  | Irradiance_2060 |  | 0 | 0 | 0
3 | 27 | 20 | 2061 | Yes |  | Irradiance_2061 |  | 0 | 0 | 0
3 | 27 | 21 | 2062 | Yes |  | Irradiance_2062 |  | 0 | 0 | 0
3 | 27 | 22 | 2063 | Yes |  | Irradiance_2063 |  | 0 | 0 | 0
3 | 27 | 23 | 2064 | Yes |  | Irradiance_2064 |  | 0 | 0 | 0
3 | 28 | 0 | 2065 | Saturday |  | Irradiance_2065 |  | 0 | 0 | 0
3 | 28 | 1 | 2066 | Saturday |  | Irradiance_2066 |  | 0 | 0 | 0
3 | 28 | 2 | 2067 | Saturday |  | Irradiance_2067 |  | 0 | 0 | 0
3 | 28 | 3 | 2068 | Saturday |  | Irradiance_2068 |  | 0 | 0 | 0
3 | 28 | 4 | 2069 | Saturday |  | Irradiance_2069 |  | 0 | 0 | 0
3 | 28 | 5 | 2070 | Saturday |  | Irradiance_2070 |  | 0 | 0.936 | 0
3 | 28 | 6 | 2071 | Saturday |  | Irradiance_2071 |  | 0 | 13.136 | 1.0902
3 | 28 | 7 | 2072 | Saturday |  | Irradiance_2072 |  | 0 | 56.524 | 7.5411
3 | 28 | 8 | 2073 | Saturday |  | Irradiance_2073 |  | 0 | 127.444 | 17.8997
3 | 28 | 9 | 2074 | Saturday |  | Irradiance_2074 |  | 0 | 214.176 | 30.3234
3 | 28 | 10 | 2075 | Saturday |  | Irradiance_2075 |  | 0 | 256.998 | 36.1421
3 | 28 | 11 | 2076 | Saturday |  | Irradiance_2076 |  | 0 | 277.124 | 38.9483
3 | 28 | 12 | 2077 | Saturday |  | Irradiance_2077 |  | 0 | 269.297 | 37.8309
3 | 28 | 13 | 2078 | Saturday |  | Irradiance_2078 |  | 0 | 189.73 | 26.5245
3 | 28 | 14 | 2079 | Saturday |  | Irradiance_2079 |  | 0 | 112.897 | 15.4094
3 | 28 | 15 | 2080 | Saturday |  | Irradiance_2080 |  | 0 | 50.85 | 6.6304
3 | 28 | 16 | 2081 | Saturday |  | Irradiance_2081 |  | 0 | 40.469 | 5.1154
3 | 28 | 17 | 2082 | Saturday |  | Irradiance_2082 |  | 0 | 8.441 | 0.37456
3 | 28 | 18 | 2083 | Saturday |  | Irradiance_2083 |  | 0 | 0 | 0
3 | 28 | 19 | 2084 | Saturday |  | Irradiance_2084 |  | 0 | 0 | 0
3 | 28 | 20 | 2085 | Saturday |  | Irradiance_2085 |  | 0 | 0 | 0
3 | 28 | 21 | 2086 | Saturday |  | Irradiance_2086 |  | 0 | 0 | 0
3 | 28 | 22 | 2087 | Saturday |  | Irradiance_2087 |  | 0 | 0 | 0
3 | 28 | 23 | 2088 | Saturday |  | Irradiance_2088 |  | 0 | 0 | 0
3 | 29 | 0 | 2089 | Sunday |  | Irradiance_2089 |  | 0 | 0 | 0
3 | 29 | 1 | 2090 | Sunday |  | Irradiance_2090 |  | 0 | 0 | 0
3 | 29 | 2 | 2091 | Sunday |  | Irradiance_2091 |  | 0 | 0 | 0
3 | 29 | 3 | 2092 | Sunday |  | Irradiance_2092 |  | 0 | 0 | 0
3 | 29 | 4 | 2093 | Sunday |  | Irradiance_2093 |  | 0 | 0 | 0
3 | 29 | 5 | 2094 | Sunday |  | Irradiance_2094 |  | 0 | 2.809 | 0
3 | 29 | 6 | 2095 | Sunday |  | Irradiance_2095 |  | 0 | 14.076 | 1.2502
3 | 29 | 7 | 2096 | Sunday |  | Irradiance_2096 |  | 0 | 40.459 | 5.2155
3 | 29 | 8 | 2097 | Sunday |  | Irradiance_2097 |  | 0 | 69.776 | 9.5918
3 | 29 | 9 | 2098 | Sunday |  | Irradiance_2098 |  | 0 | 94.754 | 13.2085
3 | 29 | 10 | 2099 | Sunday |  | Irradiance_2099 |  | 0 | 161.76 | 22.9738
3 | 29 | 11 | 2100 | Sunday |  | Irradiance_2100 |  | 0 | 225.565 | 32.0162
3 | 29 | 12 | 2101 | Sunday |  | Irradiance_2101 |  | 0 | 267.798 | 37.8832
3 | 29 | 13 | 2102 | Sunday |  | Irradiance_2102 |  | 0 | 276.54 | 39.0354
3 | 29 | 14 | 2103 | Sunday |  | Irradiance_2103 |  | 0 | 259.403 | 36.624
3 | 29 | 15 | 2104 | Sunday |  | Irradiance_2104 |  | 0 | 171.749 | 24.1698
3 | 29 | 16 | 2105 | Sunday |  | Irradiance_2105 |  | 0 | 94.466 | 12.8883
3 | 29 | 17 | 2106 | Sunday |  | Irradiance_2106 |  | 0 | 15.976 | 1.499
3 | 29 | 18 | 2107 | Sunday |  | Irradiance_2107 |  | 0 | 0 | 0
3 | 29 | 19 | 2108 | Sunday |  | Irradiance_2108 |  | 0 | 0 | 0
3 | 29 | 20 | 2109 | Sunday |  | Irradiance_2109 |  | 0 | 0 | 0
3 | 29 | 21 | 2110 | Sunday |  | Irradiance_2110 |  | 0 | 0 | 0
3 | 29 | 22 | 2111 | Sunday |  | Irradiance_2111 |  | 0 | 0 | 0
3 | 29 | 23 | 2112 | Sunday |  | Irradiance_2112 |  | 0 | 0 | 0
3 | 30 | 0 | 2113 | Yes |  | Irradiance_2113 |  | 0 | 0 | 0
3 | 30 | 1 | 2114 | Yes |  | Irradiance_2114 |  | 0 | 0 | 0
3 | 30 | 2 | 2115 | Yes |  | Irradiance_2115 |  | 0 | 0 | 0
3 | 30 | 3 | 2116 | Yes |  | Irradiance_2116 |  | 0 | 0 | 0
3 | 30 | 4 | 2117 | Yes |  | Irradiance_2117 |  | 0 | 0 | 0
3 | 30 | 5 | 2118 | Yes |  | Irradiance_2118 |  | 0 | 3.747 | 0
3 | 30 | 6 | 2119 | Yes |  | Irradiance_2119 |  | 0 | 32.925 | 4.091
3 | 30 | 7 | 2120 | Yes |  | Irradiance_2120 |  | 0 | 92.954 | 13.0454
3 | 30 | 8 | 2121 | Yes |  | Irradiance_2121 |  | 0 | 161.791 | 23.1867
3 | 30 | 9 | 2122 | Yes |  | Irradiance_2122 |  | 0 | 222.878 | 32.0397
3 | 30 | 10 | 2123 | Yes |  | Irradiance_2123 |  | 0 | 261.863 | 37.453
3 | 30 | 11 | 2124 | Yes |  | Irradiance_2124 |  | 0 | 281.068 | 40.1688
3 | 30 | 12 | 2125 | Yes |  | Irradiance_2125 |  | 0 | 271.51 | 38.7608
3 | 30 | 13 | 2126 | Yes |  | Irradiance_2126 |  | 0 | 375.933 | 52.9946
3 | 30 | 14 | 2127 | Yes |  | Irradiance_2127 |  | 0 | 381.582 | 53.3694
3 | 30 | 15 | 2128 | Yes |  | Irradiance_2128 |  | 0 | 280.899 | 38.9106
3 | 30 | 16 | 2129 | Yes |  | Irradiance_2129 |  | 0 | 120.95 | 16.384
3 | 30 | 17 | 2130 | Yes |  | Irradiance_2130 |  | 0 | 17.862 | 1.7875
3 | 30 | 18 | 2131 | Yes |  | Irradiance_2131 |  | 0 | 0 | 0
3 | 30 | 19 | 2132 | Yes |  | Irradiance_2132 |  | 0 | 0 | 0
3 | 30 | 20 | 2133 | Yes |  | Irradiance_2133 |  | 0 | 0 | 0
3 | 30 | 21 | 2134 | Yes |  | Irradiance_2134 |  | 0 | 0 | 0
3 | 30 | 22 | 2135 | Yes |  | Irradiance_2135 |  | 0 | 0 | 0
3 | 30 | 23 | 2136 | Yes |  | Irradiance_2136 |  | 0 | 0 | 0
3 | 31 | 0 | 2137 | Yes |  | Irradiance_2137 |  | 0 | 0 | 0
3 | 31 | 1 | 2138 | Yes |  | Irradiance_2138 |  | 0 | 0 | 0
3 | 31 | 2 | 2139 | Yes |  | Irradiance_2139 |  | 0 | 0 | 0
3 | 31 | 3 | 2140 | Yes |  | Irradiance_2140 |  | 0 | 0 | 0
3 | 31 | 4 | 2141 | Yes |  | Irradiance_2141 |  | 0 | 0 | 0
3 | 31 | 5 | 2142 | Yes |  | Irradiance_2142 |  | 0 | 8.444 | 0.40608
3 | 31 | 6 | 2143 | Yes |  | Irradiance_2143 |  | 0 | 88.342 | 11.5806
3 | 31 | 7 | 2144 | Yes |  | Irradiance_2144 |  | 0 | 266.979 | 36.9349
3 | 31 | 8 | 2145 | Yes |  | Irradiance_2145 |  | 0 | 472.082 | 65.139
3 | 31 | 9 | 2146 | Yes |  | Irradiance_2146 |  | 0 | 669.395 | 91.3776
3 | 31 | 10 | 2147 | Yes |  | Irradiance_2147 |  | 0 | 813.341 | 109.2166
3 | 31 | 11 | 2148 | Yes |  | Irradiance_2148 |  | 0 | 747.882 | 101.0661
3 | 31 | 12 | 2149 | Yes |  | Irradiance_2149 |  | 0 | 571.51 | 77.816
3 | 31 | 13 | 2150 | Yes |  | Irradiance_2150 |  | 0 | 378.118 | 52.0542
3 | 31 | 14 | 2151 | Yes |  | Irradiance_2151 |  | 0 | 186.28 | 25.5194
3 | 31 | 15 | 2152 | Yes |  | Irradiance_2152 |  | 0 | 52.741 | 6.7864
3 | 31 | 16 | 2153 | Yes |  | Irradiance_2153 |  | 0 | 24.428 | 2.6878
3 | 31 | 17 | 2154 | Yes |  | Irradiance_2154 |  | 0 | 3.747 | 0
3 | 31 | 18 | 2155 | Yes |  | Irradiance_2155 |  | 0 | 0 | 0
3 | 31 | 19 | 2156 | Yes |  | Irradiance_2156 |  | 0 | 0 | 0
3 | 31 | 20 | 2157 | Yes |  | Irradiance_2157 |  | 0 | 0 | 0
3 | 31 | 21 | 2158 | Yes |  | Irradiance_2158 |  | 0 | 0 | 0
3 | 31 | 22 | 2159 | Yes |  | Irradiance_2159 |  | 0 | 0 | 0
3 | 31 | 23 | 2160 | Yes |  | Irradiance_2160 |  | 0 | 0 | 0
4 | 1 | 0 | 2161 | Sunday |  | Irradiance_2161 |  | 0 | 0 | 0
4 | 1 | 1 | 2162 | Sunday |  | Irradiance_2162 |  | 0 | 0 | 0
4 | 1 | 2 | 2163 | Sunday |  | Irradiance_2163 |  | 0 | 0 | 0
4 | 1 | 3 | 2164 | Sunday |  | Irradiance_2164 |  | 0 | 0 | 0
4 | 1 | 4 | 2165 | Sunday |  | Irradiance_2165 |  | 0 | 0 | 0
4 | 1 | 5 | 2166 | Sunday |  | Irradiance_2166 |  | 0 | 1.845 | 0
4 | 1 | 6 | 2167 | Sunday |  | Irradiance_2167 |  | 0 | 18.507 | 1.8229
4 | 1 | 7 | 2168 | Sunday |  | Irradiance_2168 |  | 0 | 86.528 | 11.6491
4 | 1 | 8 | 2169 | Sunday |  | Irradiance_2169 |  | 0 | 213.995 | 29.7202
4 | 1 | 9 | 2170 | Sunday |  | Irradiance_2170 |  | 0 | 381.644 | 52.6462
4 | 1 | 10 | 2171 | Sunday |  | Irradiance_2171 |  | 0 | 535.986 | 73.2083
4 | 1 | 11 | 2172 | Sunday |  | Irradiance_2172 |  | 0 | 666.739 | 89.8547
4 | 1 | 12 | 2173 | Sunday |  | Irradiance_2173 |  | 0 | 727.578 | 96.8453
4 | 1 | 13 | 2174 | Sunday |  | Irradiance_2174 |  | 0 | 647.413 | 85.984
4 | 1 | 14 | 2175 | Sunday |  | Irradiance_2175 |  | 0 | 504.95 | 67.0918
4 | 1 | 15 | 2176 | Sunday |  | Irradiance_2176 |  | 0 | 321.761 | 42.2992
4 | 1 | 16 | 2177 | Sunday |  | Irradiance_2177 |  | 0 | 129.556 | 16.7091
4 | 1 | 17 | 2178 | Sunday |  | Irradiance_2178 |  | 0 | 17.6 | 1.6558
4 | 1 | 18 | 2179 | Sunday |  | Irradiance_2179 |  | 0 | 0 | 0
4 | 1 | 19 | 2180 | Sunday |  | Irradiance_2180 |  | 0 | 0 | 0
4 | 1 | 20 | 2181 | Sunday |  | Irradiance_2181 |  | 0 | 0 | 0
4 | 1 | 21 | 2182 | Sunday |  | Irradiance_2182 |  | 0 | 0 | 0
4 | 1 | 22 | 2183 | Sunday |  | Irradiance_2183 |  | 0 | 0 | 0
4 | 1 | 23 | 2184 | Sunday |  | Irradiance_2184 |  | 0 | 0 | 0
4 | 2 | 0 | 2185 | Yes |  | Irradiance_2185 |  | 0 | 0 | 0
4 | 2 | 1 | 2186 | Yes |  | Irradiance_2186 |  | 0 | 0 | 0
4 | 2 | 2 | 2187 | Yes |  | Irradiance_2187 |  | 0 | 0 | 0
4 | 2 | 3 | 2188 | Yes |  | Irradiance_2188 |  | 0 | 0 | 0
4 | 2 | 4 | 2189 | Yes |  | Irradiance_2189 |  | 0 | 0 | 0
4 | 2 | 5 | 2190 | Yes |  | Irradiance_2190 |  | 0 | 3.692 | 0
4 | 2 | 6 | 2191 | Yes |  | Irradiance_2191 |  | 0 | 19.435 | 1.9614
4 | 2 | 7 | 2192 | Yes |  | Irradiance_2192 |  | 0 | 58.503 | 7.6512
4 | 2 | 8 | 2193 | Yes |  | Irradiance_2193 |  | 0 | 111.243 | 15.1675
4 | 2 | 9 | 2194 | Yes |  | Irradiance_2194 |  | 0 | 168.446 | 23.1595
4 | 2 | 10 | 2195 | Yes |  | Irradiance_2195 |  | 0 | 221.061 | 30.1859
4 | 2 | 11 | 2196 | Yes |  | Irradiance_2196 |  | 0 | 261.342 | 35.5758
4 | 2 | 12 | 2197 | Yes |  | Irradiance_2197 |  | 0 | 278.088 | 37.5834
4 | 2 | 13 | 2198 | Yes |  | Irradiance_2198 |  | 0 | 290.831 | 39.0846
4 | 2 | 14 | 2199 | Yes |  | Irradiance_2199 |  | 0 | 274.847 | 36.7138
4 | 2 | 15 | 2200 | Yes |  | Irradiance_2200 |  | 0 | 202.777 | 26.9408
4 | 2 | 16 | 2201 | Yes |  | Irradiance_2201 |  | 0 | 82.863 | 10.7178
4 | 2 | 17 | 2202 | Yes |  | Irradiance_2202 |  | 0 | 12.952 | 0.9512
4 | 2 | 18 | 2203 | Yes |  | Irradiance_2203 |  | 0 | 0 | 0
4 | 2 | 19 | 2204 | Yes |  | Irradiance_2204 |  | 0 | 0 | 0
4 | 2 | 20 | 2205 | Yes |  | Irradiance_2205 |  | 0 | 0 | 0
4 | 2 | 21 | 2206 | Yes |  | Irradiance_2206 |  | 0 | 0 | 0
4 | 2 | 22 | 2207 | Yes |  | Irradiance_2207 |  | 0 | 0 | 0
4 | 2 | 23 | 2208 | Yes |  | Irradiance_2208 |  | 0 | 0 | 0
4 | 3 | 0 | 2209 | Yes |  | Irradiance_2209 |  | 0 | 0 | 0
4 | 3 | 1 | 2210 | Yes |  | Irradiance_2210 |  | 0 | 0 | 0
4 | 3 | 2 | 2211 | Yes |  | Irradiance_2211 |  | 0 | 0 | 0
4 | 3 | 3 | 2212 | Yes |  | Irradiance_2212 |  | 0 | 0 | 0
4 | 3 | 4 | 2213 | Yes |  | Irradiance_2213 |  | 0 | 0 | 0
4 | 3 | 5 | 2214 | Yes |  | Irradiance_2214 |  | 0 | 7.394 | 0.19904
4 | 3 | 6 | 2215 | Yes |  | Irradiance_2215 |  | 0 | 44.598 | 5.6205
4 | 3 | 7 | 2216 | Yes |  | Irradiance_2216 |  | 0 | 91.291 | 12.3906
4 | 3 | 8 | 2217 | Yes |  | Irradiance_2217 |  | 0 | 113.153 | 15.465
4 | 3 | 9 | 2218 | Yes |  | Irradiance_2218 |  | 0 | 102.044 | 13.8614
4 | 3 | 10 | 2219 | Yes |  | Irradiance_2219 |  | 0 | 224.743 | 31.1696
4 | 3 | 11 | 2220 | Yes |  | Irradiance_2220 |  | 0 | 342.449 | 47.2594
4 | 3 | 12 | 2221 | Yes |  | Irradiance_2221 |  | 0 | 469.625 | 64.3194
4 | 3 | 13 | 2222 | Yes |  | Irradiance_2222 |  | 0 | 417.365 | 56.799
4 | 3 | 14 | 2223 | Yes |  | Irradiance_2223 |  | 0 | 313.158 | 42.9246
4 | 3 | 15 | 2224 | Yes |  | Irradiance_2224 |  | 0 | 208.149 | 28.2776
4 | 3 | 16 | 2225 | Yes |  | Irradiance_2225 |  | 0 | 134.525 | 17.6205
4 | 3 | 17 | 2226 | Yes |  | Irradiance_2226 |  | 0 | 26.857 | 3.0051
4 | 3 | 18 | 2227 | Yes |  | Irradiance_2227 |  | 0 | 0 | 0
4 | 3 | 19 | 2228 | Yes |  | Irradiance_2228 |  | 0 | 0 | 0
4 | 3 | 20 | 2229 | Yes |  | Irradiance_2229 |  | 0 | 0 | 0
4 | 3 | 21 | 2230 | Yes |  | Irradiance_2230 |  | 0 | 0 | 0
4 | 3 | 22 | 2231 | Yes |  | Irradiance_2231 |  | 0 | 0 | 0
4 | 3 | 23 | 2232 | Yes |  | Irradiance_2232 |  | 0 | 0 | 0
4 | 4 | 0 | 2233 | Yes |  | Irradiance_2233 |  | 0 | 0 | 0
4 | 4 | 1 | 2234 | Yes |  | Irradiance_2234 |  | 0 | 0 | 0
4 | 4 | 2 | 2235 | Yes |  | Irradiance_2235 |  | 0 | 0 | 0
4 | 4 | 3 | 2236 | Yes |  | Irradiance_2236 |  | 0 | 0 | 0
4 | 4 | 4 | 2237 | Yes |  | Irradiance_2237 |  | 0 | 0 | 0
4 | 4 | 5 | 2238 | Yes |  | Irradiance_2238 |  | 0 | 12.962 | 1.0611
4 | 4 | 6 | 2239 | Yes |  | Irradiance_2239 |  | 0 | 87.647 | 11.5243
4 | 4 | 7 | 2240 | Yes |  | Irradiance_2240 |  | 0 | 229.386 | 30.9206
4 | 4 | 8 | 2241 | Yes |  | Irradiance_2241 |  | 0 | 374.848 | 50.6898
4 | 4 | 9 | 2242 | Yes |  | Irradiance_2242 |  | 0 | 514.204 | 68.5338
4 | 4 | 10 | 2243 | Yes |  | Irradiance_2243 |  | 0 | 563.519 | 74.0747
4 | 4 | 11 | 2244 | Yes |  | Irradiance_2244 |  | 0 | 537.024 | 70.7936
4 | 4 | 12 | 2245 | Yes |  | Irradiance_2245 |  | 0 | 455.077 | 59.8939
4 | 4 | 13 | 2246 | Yes |  | Irradiance_2246 |  | 0 | 461.407 | 60.8333
4 | 4 | 14 | 2247 | Yes |  | Irradiance_2247 |  | 0 | 386.764 | 50.908
4 | 4 | 15 | 2248 | Yes |  | Irradiance_2248 |  | 0 | 271.849 | 35.536
4 | 4 | 16 | 2249 | Yes |  | Irradiance_2249 |  | 0 | 154.217 | 19.3438
4 | 4 | 17 | 2250 | Yes |  | Irradiance_2250 |  | 0 | 29.602 | 3.267
4 | 4 | 18 | 2251 | Yes |  | Irradiance_2251 |  | 0 | 0 | 0
4 | 4 | 19 | 2252 | Yes |  | Irradiance_2252 |  | 0 | 0 | 0
4 | 4 | 20 | 2253 | Yes |  | Irradiance_2253 |  | 0 | 0 | 0
4 | 4 | 21 | 2254 | Yes |  | Irradiance_2254 |  | 0 | 0 | 0
4 | 4 | 22 | 2255 | Yes |  | Irradiance_2255 |  | 0 | 0 | 0
4 | 4 | 23 | 2256 | Yes |  | Irradiance_2256 |  | 0 | 0 | 0
4 | 5 | 0 | 2257 | Yes |  | Irradiance_2257 |  | 0 | 0 | 0
4 | 5 | 1 | 2258 | Yes |  | Irradiance_2258 |  | 0 | 0 | 0
4 | 5 | 2 | 2259 | Yes |  | Irradiance_2259 |  | 0 | 0 | 0
4 | 5 | 3 | 2260 | Yes |  | Irradiance_2260 |  | 0 | 0 | 0
4 | 5 | 4 | 2261 | Yes |  | Irradiance_2261 |  | 0 | 0 | 0
4 | 5 | 5 | 2262 | Yes |  | Irradiance_2262 |  | 0 | 13.89 | 1.1645
4 | 5 | 6 | 2263 | Yes |  | Irradiance_2263 |  | 0 | 91.432 | 11.8293
4 | 5 | 7 | 2264 | Yes |  | Irradiance_2264 |  | 0 | 233.795 | 31.0394
4 | 5 | 8 | 2265 | Yes |  | Irradiance_2265 |  | 0 | 378.453 | 49.8374
4 | 5 | 9 | 2266 | Yes |  | Irradiance_2266 |  | 0 | 518.834 | 66.9306
4 | 5 | 10 | 2267 | Yes |  | Irradiance_2267 |  | 0 | 639.5 | 80.8168
4 | 5 | 11 | 2268 | Yes |  | Irradiance_2268 |  | 0 | 725.451 | 89.707
4 | 5 | 12 | 2269 | Yes |  | Irradiance_2269 |  | 0 | 740.057 | 90.7245
4 | 5 | 13 | 2270 | Yes |  | Irradiance_2270 |  | 0 | 658.625 | 81.3939
4 | 5 | 14 | 2271 | Yes |  | Irradiance_2271 |  | 0 | 516.073 | 64.653
4 | 5 | 15 | 2272 | Yes |  | Irradiance_2272 |  | 0 | 333.878 | 41.5358
4 | 5 | 16 | 2273 | Yes |  | Irradiance_2273 |  | 0 | 140.242 | 17.3878
4 | 5 | 17 | 2274 | Yes |  | Irradiance_2274 |  | 0 | 24.107 | 2.4843
4 | 5 | 18 | 2275 | Yes |  | Irradiance_2275 |  | 0 | 0 | 0
4 | 5 | 19 | 2276 | Yes |  | Irradiance_2276 |  | 0 | 0 | 0
4 | 5 | 20 | 2277 | Yes |  | Irradiance_2277 |  | 0 | 0 | 0
4 | 5 | 21 | 2278 | Yes |  | Irradiance_2278 |  | 0 | 0 | 0
4 | 5 | 22 | 2279 | Yes |  | Irradiance_2279 |  | 0 | 0 | 0
4 | 5 | 23 | 2280 | Yes |  | Irradiance_2280 |  | 0 | 0 | 0
4 | 6 | 0 | 2281 | Yes |  | Irradiance_2281 |  | 0 | 0 | 0
4 | 6 | 1 | 2282 | Yes |  | Irradiance_2282 |  | 0 | 0 | 0
4 | 6 | 2 | 2283 | Yes |  | Irradiance_2283 |  | 0 | 0 | 0
4 | 6 | 3 | 2284 | Yes |  | Irradiance_2284 |  | 0 | 0 | 0
4 | 6 | 4 | 2285 | Yes |  | Irradiance_2285 |  | 0 | 0 | 0
4 | 6 | 5 | 2286 | Yes |  | Irradiance_2286 |  | 0 | 16.681 | 1.5563
4 | 6 | 6 | 2287 | Yes |  | Irradiance_2287 |  | 0 | 131.915 | 16.5774
4 | 6 | 7 | 2288 | Yes |  | Irradiance_2288 |  | 0 | 333.705 | 44.0718
4 | 6 | 8 | 2289 | Yes |  | Irradiance_2289 |  | 0 | 534 | 70.1592
4 | 6 | 9 | 2290 | Yes |  | Irradiance_2290 |  | 0 | 694.361 | 88.3229
4 | 6 | 10 | 2291 | Yes |  | Irradiance_2291 |  | 0 | 836.977 | 103.8862
4 | 6 | 11 | 2292 | Yes |  | Irradiance_2292 |  | 0 | 910.947 | 108.0971
4 | 6 | 12 | 2293 | Yes |  | Irradiance_2293 |  | 0 | 886.595 | 104.2197
4 | 6 | 13 | 2294 | Yes |  | Irradiance_2294 |  | 0 | 785.538 | 93.7221
4 | 6 | 14 | 2295 | Yes |  | Irradiance_2295 |  | 0 | 620.258 | 75.4054
4 | 6 | 15 | 2296 | Yes |  | Irradiance_2296 |  | 0 | 402.599 | 50.4413
4 | 6 | 16 | 2297 | Yes |  | Irradiance_2297 |  | 0 | 185.59 | 22.3914
4 | 6 | 17 | 2298 | Yes |  | Irradiance_2298 |  | 0 | 34.816 | 3.8634
4 | 6 | 18 | 2299 | Yes |  | Irradiance_2299 |  | 0 | 0.953 | 0
4 | 6 | 19 | 2300 | Yes |  | Irradiance_2300 |  | 0 | 0 | 0
4 | 6 | 20 | 2301 | Yes |  | Irradiance_2301 |  | 0 | 0 | 0
4 | 6 | 21 | 2302 | Yes |  | Irradiance_2302 |  | 0 | 0 | 0
4 | 6 | 22 | 2303 | Yes |  | Irradiance_2303 |  | 0 | 0 | 0
4 | 6 | 23 | 2304 | Yes |  | Irradiance_2304 |  | 0 | 0 | 0
4 | 7 | 0 | 2305 | Saturday |  | Irradiance_2305 |  | 0 | 0 | 0
4 | 7 | 1 | 2306 | Saturday |  | Irradiance_2306 |  | 0 | 0 | 0
4 | 7 | 2 | 2307 | Saturday |  | Irradiance_2307 |  | 0 | 0 | 0
4 | 7 | 3 | 2308 | Saturday |  | Irradiance_2308 |  | 0 | 0 | 0
4 | 7 | 4 | 2309 | Saturday |  | Irradiance_2309 |  | 0 | 0 | 0
4 | 7 | 5 | 2310 | Saturday |  | Irradiance_2310 |  | 0 | 16.679 | 1.5283
4 | 7 | 6 | 2311 | Saturday |  | Irradiance_2311 |  | 0 | 125.44 | 15.8437
4 | 7 | 7 | 2312 | Saturday |  | Irradiance_2312 |  | 0 | 287.38 | 38.4314
4 | 7 | 8 | 2313 | Saturday |  | Irradiance_2313 |  | 0 | 381.684 | 52.304
4 | 7 | 9 | 2314 | Saturday |  | Irradiance_2314 |  | 0 | 401.423 | 54.7618
4 | 7 | 10 | 2315 | Saturday |  | Irradiance_2315 |  | 0 | 470.153 | 63.8755
4 | 7 | 11 | 2316 | Saturday |  | Irradiance_2316 |  | 0 | 495.624 | 66.6099
4 | 7 | 12 | 2317 | Saturday |  | Irradiance_2317 |  | 0 | 481.815 | 64.7277
4 | 7 | 13 | 2318 | Saturday |  | Irradiance_2318 |  | 0 | 366.786 | 49.5741
4 | 7 | 14 | 2319 | Saturday |  | Irradiance_2319 |  | 0 | 240.972 | 32.7406
4 | 7 | 15 | 2320 | Saturday |  | Irradiance_2320 |  | 0 | 140.322 | 19.1006
4 | 7 | 16 | 2321 | Saturday |  | Irradiance_2321 |  | 0 | 82.72 | 10.9358
4 | 7 | 17 | 2322 | Saturday |  | Irradiance_2322 |  | 0 | 21.308 | 2.1763
4 | 7 | 18 | 2323 | Saturday |  | Irradiance_2323 |  | 0 | 0.953 | 0
4 | 7 | 19 | 2324 | Saturday |  | Irradiance_2324 |  | 0 | 0 | 0
4 | 7 | 20 | 2325 | Saturday |  | Irradiance_2325 |  | 0 | 0 | 0
4 | 7 | 21 | 2326 | Saturday |  | Irradiance_2326 |  | 0 | 0 | 0
4 | 7 | 22 | 2327 | Saturday |  | Irradiance_2327 |  | 0 | 0 | 0
4 | 7 | 23 | 2328 | Saturday |  | Irradiance_2328 |  | 0 | 0 | 0
4 | 8 | 0 | 2329 | Sunday |  | Irradiance_2329 |  | 0 | 0 | 0
4 | 8 | 1 | 2330 | Sunday |  | Irradiance_2330 |  | 0 | 0 | 0
4 | 8 | 2 | 2331 | Sunday |  | Irradiance_2331 |  | 0 | 0 | 0
4 | 8 | 3 | 2332 | Sunday |  | Irradiance_2332 |  | 0 | 0 | 0
4 | 8 | 4 | 2333 | Sunday |  | Irradiance_2333 |  | 0 | 0 | 0
4 | 8 | 5 | 2334 | Sunday |  | Irradiance_2334 |  | 0 | 19.472 | 1.9962
4 | 8 | 6 | 2335 | Sunday |  | Irradiance_2335 |  | 0 | 139.189 | 17.9059
4 | 8 | 7 | 2336 | Sunday |  | Irradiance_2336 |  | 0 | 340.953 | 45.1619
4 | 8 | 8 | 2337 | Sunday |  | Irradiance_2337 |  | 0 | 480.185 | 63.8984
4 | 8 | 9 | 2338 | Sunday |  | Irradiance_2338 |  | 0 | 410.138 | 55.048
4 | 8 | 10 | 2339 | Sunday |  | Irradiance_2339 |  | 0 | 412.565 | 55.1914
4 | 8 | 11 | 2340 | Sunday |  | Irradiance_2340 |  | 0 | 356.023 | 47.5125
4 | 8 | 12 | 2341 | Sunday |  | Irradiance_2341 |  | 0 | 294.1 | 39.5922
4 | 8 | 13 | 2342 | Sunday |  | Irradiance_2342 |  | 0 | 276.016 | 37.2894
4 | 8 | 14 | 2343 | Sunday |  | Irradiance_2343 |  | 0 | 209.285 | 28.1827
4 | 8 | 15 | 2344 | Sunday |  | Irradiance_2344 |  | 0 | 141.717 | 19.0629
4 | 8 | 16 | 2345 | Sunday |  | Irradiance_2345 |  | 0 | 72.973 | 9.501
4 | 8 | 17 | 2346 | Sunday |  | Irradiance_2346 |  | 0 | 17.588 | 1.6296
4 | 8 | 18 | 2347 | Sunday |  | Irradiance_2347 |  | 0 | 0.953 | 0
4 | 8 | 19 | 2348 | Sunday |  | Irradiance_2348 |  | 0 | 0 | 0
4 | 8 | 20 | 2349 | Sunday |  | Irradiance_2349 |  | 0 | 0 | 0
4 | 8 | 21 | 2350 | Sunday |  | Irradiance_2350 |  | 0 | 0 | 0
4 | 8 | 22 | 2351 | Sunday |  | Irradiance_2351 |  | 0 | 0 | 0
4 | 8 | 23 | 2352 | Sunday |  | Irradiance_2352 |  | 0 | 0 | 0
4 | 9 | 0 | 2353 | Yes |  | Irradiance_2353 |  | 0 | 0 | 0
4 | 9 | 1 | 2354 | Yes |  | Irradiance_2354 |  | 0 | 0 | 0
4 | 9 | 2 | 2355 | Yes |  | Irradiance_2355 |  | 0 | 0 | 0
4 | 9 | 3 | 2356 | Yes |  | Irradiance_2356 |  | 0 | 0 | 0
4 | 9 | 4 | 2357 | Yes |  | Irradiance_2357 |  | 0 | 0 | 0
4 | 9 | 5 | 2358 | Yes |  | Irradiance_2358 |  | 0 | 14.813 | 1.2829
4 | 9 | 6 | 2359 | Yes |  | Irradiance_2359 |  | 0 | 106.012 | 13.9099
4 | 9 | 7 | 2360 | Yes |  | Irradiance_2360 |  | 0 | 295.421 | 39.513
4 | 9 | 8 | 2361 | Yes |  | Irradiance_2361 |  | 0 | 525.541 | 69.3045
4 | 9 | 9 | 2362 | Yes |  | Irradiance_2362 |  | 0 | 735.606 | 95.7936
4 | 9 | 10 | 2363 | Yes |  | Irradiance_2363 |  | 0 | 816.262 | 104.6262
4 | 9 | 11 | 2364 | Yes |  | Irradiance_2364 |  | 0 | 776.302 | 100.855
4 | 9 | 12 | 2365 | Yes |  | Irradiance_2365 |  | 0 | 631.536 | 82.7963
4 | 9 | 13 | 2366 | Yes |  | Irradiance_2366 |  | 0 | 563.164 | 74.3309
4 | 9 | 14 | 2367 | Yes |  | Irradiance_2367 |  | 0 | 426.527 | 56.7155
4 | 9 | 15 | 2368 | Yes |  | Irradiance_2368 |  | 0 | 287.14 | 38.3454
4 | 9 | 16 | 2369 | Yes |  | Irradiance_2369 |  | 0 | 121.43 | 15.7578
4 | 9 | 17 | 2370 | Yes |  | Irradiance_2370 |  | 0 | 24.096 | 2.5619
4 | 9 | 18 | 2371 | Yes |  | Irradiance_2371 |  | 0 | 0.953 | 0
4 | 9 | 19 | 2372 | Yes |  | Irradiance_2372 |  | 0 | 0 | 0
4 | 9 | 20 | 2373 | Yes |  | Irradiance_2373 |  | 0 | 0 | 0
4 | 9 | 21 | 2374 | Yes |  | Irradiance_2374 |  | 0 | 0 | 0
4 | 9 | 22 | 2375 | Yes |  | Irradiance_2375 |  | 0 | 0 | 0
4 | 9 | 23 | 2376 | Yes |  | Irradiance_2376 |  | 0 | 0 | 0
4 | 10 | 0 | 2377 | Yes |  | Irradiance_2377 |  | 0 | 0 | 0
4 | 10 | 1 | 2378 | Yes |  | Irradiance_2378 |  | 0 | 0 | 0
4 | 10 | 2 | 2379 | Yes |  | Irradiance_2379 |  | 0 | 0 | 0
4 | 10 | 3 | 2380 | Yes |  | Irradiance_2380 |  | 0 | 0 | 0
4 | 10 | 4 | 2381 | Yes |  | Irradiance_2381 |  | 0 | 0 | 0
4 | 10 | 5 | 2382 | Yes |  | Irradiance_2382 |  | 0 | 19.463 | 1.9781
4 | 10 | 6 | 2383 | Yes |  | Irradiance_2383 |  | 0 | 142.17 | 18.2242
4 | 10 | 7 | 2384 | Yes |  | Irradiance_2384 |  | 0 | 312.522 | 41.8371
4 | 10 | 8 | 2385 | Yes |  | Irradiance_2385 |  | 0 | 454.434 | 61.0357
4 | 10 | 9 | 2386 | Yes |  | Irradiance_2386 |  | 0 | 538.216 | 71.7149
4 | 10 | 10 | 2387 | Yes |  | Irradiance_2387 |  | 0 | 584.879 | 78.5072
4 | 10 | 11 | 2388 | Yes |  | Irradiance_2388 |  | 0 | 556.131 | 74.5507
4 | 10 | 12 | 2389 | Yes |  | Irradiance_2389 |  | 0 | 471.3 | 64.1619
4 | 10 | 13 | 2390 | Yes |  | Irradiance_2390 |  | 0 | 434.76 | 59.3589
4 | 10 | 14 | 2391 | Yes |  | Irradiance_2391 |  | 0 | 331.223 | 45.5211
4 | 10 | 15 | 2392 | Yes |  | Irradiance_2392 |  | 0 | 225.121 | 31.0061
4 | 10 | 16 | 2393 | Yes |  | Irradiance_2393 |  | 0 | 100.267 | 13.5995
4 | 10 | 17 | 2394 | Yes |  | Irradiance_2394 |  | 0 | 23.163 | 2.5285
4 | 10 | 18 | 2395 | Yes |  | Irradiance_2395 |  | 0 | 0.953 | 0
4 | 10 | 19 | 2396 | Yes |  | Irradiance_2396 |  | 0 | 0 | 0
4 | 10 | 20 | 2397 | Yes |  | Irradiance_2397 |  | 0 | 0 | 0
4 | 10 | 21 | 2398 | Yes |  | Irradiance_2398 |  | 0 | 0 | 0
4 | 10 | 22 | 2399 | Yes |  | Irradiance_2399 |  | 0 | 0 | 0
4 | 10 | 23 | 2400 | Yes |  | Irradiance_2400 |  | 0 | 0 | 0
4 | 11 | 0 | 2401 | Yes |  | Irradiance_2401 |  | 0 | 0 | 0
4 | 11 | 1 | 2402 | Yes |  | Irradiance_2402 |  | 0 | 0 | 0
4 | 11 | 2 | 2403 | Yes |  | Irradiance_2403 |  | 0 | 0 | 0
4 | 11 | 3 | 2404 | Yes |  | Irradiance_2404 |  | 0 | 0 | 0
4 | 11 | 4 | 2405 | Yes |  | Irradiance_2405 |  | 0 | 0 | 0
4 | 11 | 5 | 2406 | Yes |  | Irradiance_2406 |  | 0 | 11.097 | 0.79664
4 | 11 | 6 | 2407 | Yes |  | Irradiance_2407 |  | 0 | 62.428 | 8.5126
4 | 11 | 7 | 2408 | Yes |  | Irradiance_2408 |  | 0 | 131.496 | 18.7075
4 | 11 | 8 | 2409 | Yes |  | Irradiance_2409 |  | 0 | 204.991 | 29.1397
4 | 11 | 9 | 2410 | Yes |  | Irradiance_2410 |  | 0 | 260.261 | 36.5818
4 | 11 | 10 | 2411 | Yes |  | Irradiance_2411 |  | 0 | 298.317 | 41.5278
4 | 11 | 11 | 2412 | Yes |  | Irradiance_2412 |  | 0 | 313.312 | 43.8877
4 | 11 | 12 | 2413 | Yes |  | Irradiance_2413 |  | 0 | 303.654 | 42.3606
4 | 11 | 13 | 2414 | Yes |  | Irradiance_2414 |  | 0 | 485.993 | 66.2933
4 | 11 | 14 | 2415 | Yes |  | Irradiance_2415 |  | 0 | 500.963 | 67.4378
4 | 11 | 15 | 2416 | Yes |  | Irradiance_2416 |  | 0 | 380.803 | 51.087
4 | 11 | 16 | 2417 | Yes |  | Irradiance_2417 |  | 0 | 189.773 | 24.5629
4 | 11 | 17 | 2418 | Yes |  | Irradiance_2418 |  | 0 | 44.742 | 5.5074
4 | 11 | 18 | 2419 | Yes |  | Irradiance_2419 |  | 0 | 1.906 | 0
4 | 11 | 19 | 2420 | Yes |  | Irradiance_2420 |  | 0 | 0 | 0
4 | 11 | 20 | 2421 | Yes |  | Irradiance_2421 |  | 0 | 0 | 0
4 | 11 | 21 | 2422 | Yes |  | Irradiance_2422 |  | 0 | 0 | 0
4 | 11 | 22 | 2423 | Yes |  | Irradiance_2423 |  | 0 | 0 | 0
4 | 11 | 23 | 2424 | Yes |  | Irradiance_2424 |  | 0 | 0 | 0
4 | 12 | 0 | 2425 | Yes |  | Irradiance_2425 |  | 0 | 0 | 0
4 | 12 | 1 | 2426 | Yes |  | Irradiance_2426 |  | 0 | 0 | 0
4 | 12 | 2 | 2427 | Yes |  | Irradiance_2427 |  | 0 | 0 | 0
4 | 12 | 3 | 2428 | Yes |  | Irradiance_2428 |  | 0 | 0 | 0
4 | 12 | 4 | 2429 | Yes |  | Irradiance_2429 |  | 0 | 0 | 0
4 | 12 | 5 | 2430 | Yes |  | Irradiance_2430 |  | 0 | 15.736 | 1.4602
4 | 12 | 6 | 2431 | Yes |  | Irradiance_2431 |  | 0 | 91.98 | 12.5562
4 | 12 | 7 | 2432 | Yes |  | Irradiance_2432 |  | 0 | 175.723 | 24.6912
4 | 12 | 8 | 2433 | Yes |  | Irradiance_2433 |  | 0 | 235.724 | 32.9854
4 | 12 | 9 | 2434 | Yes |  | Irradiance_2434 |  | 0 | 258.405 | 35.7848
4 | 12 | 10 | 2435 | Yes |  | Irradiance_2435 |  | 0 | 345.881 | 47.3946
4 | 12 | 11 | 2436 | Yes |  | Irradiance_2436 |  | 0 | 439.558 | 59.2725
4 | 12 | 12 | 2437 | Yes |  | Irradiance_2437 |  | 0 | 477.223 | 63.571
4 | 12 | 13 | 2438 | Yes |  | Irradiance_2438 |  | 0 | 482.7 | 64.4054
4 | 12 | 14 | 2439 | Yes |  | Irradiance_2439 |  | 0 | 407.488 | 55.1162
4 | 12 | 15 | 2440 | Yes |  | Irradiance_2440 |  | 0 | 293.463 | 39.2995
4 | 12 | 16 | 2441 | Yes |  | Irradiance_2441 |  | 0 | 147.241 | 19.1573
4 | 12 | 17 | 2442 | Yes |  | Irradiance_2442 |  | 0 | 37.846 | 4.5678
4 | 12 | 18 | 2443 | Yes |  | Irradiance_2443 |  | 0 | 1.906 | 0
4 | 12 | 19 | 2444 | Yes |  | Irradiance_2444 |  | 0 | 0 | 0
4 | 12 | 20 | 2445 | Yes |  | Irradiance_2445 |  | 0 | 0 | 0
4 | 12 | 21 | 2446 | Yes |  | Irradiance_2446 |  | 0 | 0 | 0
4 | 12 | 22 | 2447 | Yes |  | Irradiance_2447 |  | 0 | 0 | 0
4 | 12 | 23 | 2448 | Yes |  | Irradiance_2448 |  | 0 | 0 | 0
4 | 13 | 0 | 2449 | Yes |  | Irradiance_2449 |  | 0 | 0 | 0
4 | 13 | 1 | 2450 | Yes |  | Irradiance_2450 |  | 0 | 0 | 0
4 | 13 | 2 | 2451 | Yes |  | Irradiance_2451 |  | 0 | 0 | 0
4 | 13 | 3 | 2452 | Yes |  | Irradiance_2452 |  | 0 | 0 | 0
4 | 13 | 4 | 2453 | Yes |  | Irradiance_2453 |  | 0 | 0 | 0
4 | 13 | 5 | 2454 | Yes |  | Irradiance_2454 |  | 0 | 6.466 | 0.064
4 | 13 | 6 | 2455 | Yes |  | Irradiance_2455 |  | 0 | 29.647 | 3.4709
4 | 13 | 7 | 2456 | Yes |  | Irradiance_2456 |  | 0 | 60.369 | 7.9594
4 | 13 | 8 | 2457 | Yes |  | Irradiance_2457 |  | 0 | 89.499 | 12.1778
4 | 13 | 9 | 2458 | Yes |  | Irradiance_2458 |  | 0 | 113.499 | 15.6048
4 | 13 | 10 | 2459 | Yes |  | Irradiance_2459 |  | 0 | 129.038 | 17.7656
4 | 13 | 11 | 2460 | Yes |  | Irradiance_2460 |  | 0 | 135.884 | 18.6251
4 | 13 | 12 | 2461 | Yes |  | Irradiance_2461 |  | 0 | 131.966 | 17.9656
4 | 13 | 13 | 2462 | Yes |  | Irradiance_2462 |  | 0 | 171.33 | 23.5277
4 | 13 | 14 | 2463 | Yes |  | Irradiance_2463 |  | 0 | 178.565 | 24.4741
4 | 13 | 15 | 2464 | Yes |  | Irradiance_2464 |  | 0 | 151.523 | 20.7078
4 | 13 | 16 | 2465 | Yes |  | Irradiance_2465 |  | 0 | 120.478 | 16.212
4 | 13 | 17 | 2466 | Yes |  | Irradiance_2466 |  | 0 | 40.556 | 5.0118
4 | 13 | 18 | 2467 | Yes |  | Irradiance_2467 |  | 0 | 2.859 | 0
4 | 13 | 19 | 2468 | Yes |  | Irradiance_2468 |  | 0 | 0 | 0
4 | 13 | 20 | 2469 | Yes |  | Irradiance_2469 |  | 0 | 0 | 0
4 | 13 | 21 | 2470 | Yes |  | Irradiance_2470 |  | 0 | 0 | 0
4 | 13 | 22 | 2471 | Yes |  | Irradiance_2471 |  | 0 | 0 | 0
4 | 13 | 23 | 2472 | Yes |  | Irradiance_2472 |  | 0 | 0 | 0
4 | 14 | 0 | 2473 | Saturday |  | Irradiance_2473 |  | 0 | 0 | 0
4 | 14 | 1 | 2474 | Saturday |  | Irradiance_2474 |  | 0 | 0 | 0
4 | 14 | 2 | 2475 | Saturday |  | Irradiance_2475 |  | 0 | 0 | 0
4 | 14 | 3 | 2476 | Saturday |  | Irradiance_2476 |  | 0 | 0 | 0
4 | 14 | 4 | 2477 | Saturday |  | Irradiance_2477 |  | 0 | 0 | 0
4 | 14 | 5 | 2478 | Saturday |  | Irradiance_2478 |  | 0 | 19.451 | 2.0138
4 | 14 | 6 | 2479 | Saturday |  | Irradiance_2479 |  | 0 | 98.23 | 13.4309
4 | 14 | 7 | 2480 | Saturday |  | Irradiance_2480 |  | 0 | 182.492 | 25.4758
4 | 14 | 8 | 2481 | Saturday |  | Irradiance_2481 |  | 0 | 241.506 | 33.7192
4 | 14 | 9 | 2482 | Saturday |  | Irradiance_2482 |  | 0 | 262.143 | 36.9126
4 | 14 | 10 | 2483 | Saturday |  | Irradiance_2483 |  | 0 | 245.672 | 34.4544
4 | 14 | 11 | 2484 | Saturday |  | Irradiance_2484 |  | 0 | 199.221 | 27.98
4 | 14 | 12 | 2485 | Saturday |  | Irradiance_2485 |  | 0 | 132.921 | 18.5566
4 | 14 | 13 | 2486 | Saturday |  | Irradiance_2486 |  | 0 | 387.885 | 54.8067
4 | 14 | 14 | 2487 | Saturday |  | Irradiance_2487 |  | 0 | 479.335 | 66.6299
4 | 14 | 15 | 2488 | Saturday |  | Irradiance_2488 |  | 0 | 400.032 | 54.1232
4 | 14 | 16 | 2489 | Saturday |  | Irradiance_2489 |  | 0 | 202.55 | 26.0338
4 | 14 | 17 | 2490 | Saturday |  | Irradiance_2490 |  | 0 | 51.974 | 6.3608
4 | 14 | 18 | 2491 | Saturday |  | Irradiance_2491 |  | 0 | 3.813 | 0
4 | 14 | 19 | 2492 | Saturday |  | Irradiance_2492 |  | 0 | 0 | 0
4 | 14 | 20 | 2493 | Saturday |  | Irradiance_2493 |  | 0 | 0 | 0
4 | 14 | 21 | 2494 | Saturday |  | Irradiance_2494 |  | 0 | 0 | 0
4 | 14 | 22 | 2495 | Saturday |  | Irradiance_2495 |  | 0 | 0 | 0
4 | 14 | 23 | 2496 | Saturday |  | Irradiance_2496 |  | 0 | 0 | 0
4 | 15 | 0 | 2497 | Sunday |  | Irradiance_2497 |  | 0 | 0 | 0
4 | 15 | 1 | 2498 | Sunday |  | Irradiance_2498 |  | 0 | 0 | 0
4 | 15 | 2 | 2499 | Sunday |  | Irradiance_2499 |  | 0 | 0 | 0
4 | 15 | 3 | 2500 | Sunday |  | Irradiance_2500 |  | 0 | 0 | 0
4 | 15 | 4 | 2501 | Sunday |  | Irradiance_2501 |  | 0 | 0.953 | 0
4 | 15 | 5 | 2502 | Sunday |  | Irradiance_2502 |  | 0 | 35.287 | 4.3514
4 | 15 | 6 | 2503 | Sunday |  | Irradiance_2503 |  | 0 | 170.887 | 22.3331
4 | 15 | 7 | 2504 | Sunday |  | Irradiance_2504 |  | 0 | 353.036 | 47.2765
4 | 15 | 8 | 2505 | Sunday |  | Irradiance_2505 |  | 0 | 456.588 | 61.3443
4 | 15 | 9 | 2506 | Sunday |  | Irradiance_2506 |  | 0 | 429.225 | 57.9712
4 | 15 | 10 | 2507 | Sunday |  | Irradiance_2507 |  | 0 | 495.711 | 67.1528
4 | 15 | 11 | 2508 | Sunday |  | Irradiance_2508 |  | 0 | 520.966 | 70.0803
4 | 15 | 12 | 2509 | Sunday |  | Irradiance_2509 |  | 0 | 504.434 | 68.0504
4 | 15 | 13 | 2510 | Sunday |  | Irradiance_2510 |  | 0 | 447.629 | 60.2294
4 | 15 | 14 | 2511 | Sunday |  | Irradiance_2511 |  | 0 | 342.601 | 46.9646
4 | 15 | 15 | 2512 | Sunday |  | Irradiance_2512 |  | 0 | 236.676 | 32.705
4 | 15 | 16 | 2513 | Sunday |  | Irradiance_2513 |  | 0 | 135.761 | 18.3781
4 | 15 | 17 | 2514 | Sunday |  | Irradiance_2514 |  | 0 | 41.494 | 5.1715
4 | 15 | 18 | 2515 | Sunday |  | Irradiance_2515 |  | 0 | 2.859 | 0
4 | 15 | 19 | 2516 | Sunday |  | Irradiance_2516 |  | 0 | 0 | 0
4 | 15 | 20 | 2517 | Sunday |  | Irradiance_2517 |  | 0 | 0 | 0
4 | 15 | 21 | 2518 | Sunday |  | Irradiance_2518 |  | 0 | 0 | 0
4 | 15 | 22 | 2519 | Sunday |  | Irradiance_2519 |  | 0 | 0 | 0
4 | 15 | 23 | 2520 | Sunday |  | Irradiance_2520 |  | 0 | 0 | 0
4 | 16 | 0 | 2521 | Yes |  | Irradiance_2521 |  | 0 | 0 | 0
4 | 16 | 1 | 2522 | Yes |  | Irradiance_2522 |  | 0 | 0 | 0
4 | 16 | 2 | 2523 | Yes |  | Irradiance_2523 |  | 0 | 0 | 0
4 | 16 | 3 | 2524 | Yes |  | Irradiance_2524 |  | 0 | 0 | 0
4 | 16 | 4 | 2525 | Yes |  | Irradiance_2525 |  | 0 | 0.953 | 0
4 | 16 | 5 | 2526 | Yes |  | Irradiance_2526 |  | 0 | 11.094 | 0.752
4 | 16 | 6 | 2527 | Yes |  | Irradiance_2527 |  | 0 | 32.435 | 3.8955
4 | 16 | 7 | 2528 | Yes |  | Irradiance_2528 |  | 0 | 90.64 | 12.3794
4 | 16 | 8 | 2529 | Yes |  | Irradiance_2529 |  | 0 | 172.303 | 24.033
4 | 16 | 9 | 2530 | Yes |  | Irradiance_2530 |  | 0 | 266.921 | 37.1685
4 | 16 | 10 | 2531 | Yes |  | Irradiance_2531 |  | 0 | 356.271 | 49.0147
4 | 16 | 11 | 2532 | Yes |  | Irradiance_2532 |  | 0 | 451.563 | 61.9634
4 | 16 | 12 | 2533 | Yes |  | Irradiance_2533 |  | 0 | 488.113 | 65.7986
4 | 16 | 13 | 2534 | Yes |  | Irradiance_2534 |  | 0 | 450.733 | 61.4942
4 | 16 | 14 | 2535 | Yes |  | Irradiance_2535 |  | 0 | 346.253 | 47.5189
4 | 16 | 15 | 2536 | Yes |  | Irradiance_2536 |  | 0 | 239.1 | 32.7494
4 | 16 | 16 | 2537 | Yes |  | Irradiance_2537 |  | 0 | 112.39 | 14.9221
4 | 16 | 17 | 2538 | Yes |  | Irradiance_2538 |  | 0 | 30.6 | 3.568
4 | 16 | 18 | 2539 | Yes |  | Irradiance_2539 |  | 0 | 1.845 | 0
4 | 16 | 19 | 2540 | Yes |  | Irradiance_2540 |  | 0 | 0 | 0
4 | 16 | 20 | 2541 | Yes |  | Irradiance_2541 |  | 0 | 0 | 0
4 | 16 | 21 | 2542 | Yes |  | Irradiance_2542 |  | 0 | 0 | 0
4 | 16 | 22 | 2543 | Yes |  | Irradiance_2543 |  | 0 | 0 | 0
4 | 16 | 23 | 2544 | Yes |  | Irradiance_2544 |  | 0 | 0 | 0
4 | 17 | 0 | 2545 | Yes |  | Irradiance_2545 |  | 0 | 0 | 0
4 | 17 | 1 | 2546 | Yes |  | Irradiance_2546 |  | 0 | 0 | 0
4 | 17 | 2 | 2547 | Yes |  | Irradiance_2547 |  | 0 | 0 | 0
4 | 17 | 3 | 2548 | Yes |  | Irradiance_2548 |  | 0 | 0 | 0
4 | 17 | 4 | 2549 | Yes |  | Irradiance_2549 |  | 0 | 1.906 | 0
4 | 17 | 5 | 2550 | Yes |  | Irradiance_2550 |  | 0 | 40.899 | 5.0835
4 | 17 | 6 | 2551 | Yes |  | Irradiance_2551 |  | 0 | 183.248 | 23.8512
4 | 17 | 7 | 2552 | Yes |  | Irradiance_2552 |  | 0 | 390.903 | 52.0298
4 | 17 | 8 | 2553 | Yes |  | Irradiance_2553 |  | 0 | 597.685 | 78.9288
4 | 17 | 9 | 2554 | Yes |  | Irradiance_2554 |  | 0 | 743.093 | 97.0666
4 | 17 | 10 | 2555 | Yes |  | Irradiance_2555 |  | 0 | 877.074 | 114.5078
4 | 17 | 11 | 2556 | Yes |  | Irradiance_2556 |  | 0 | 940.801 | 121.9834
4 | 17 | 12 | 2557 | Yes |  | Irradiance_2557 |  | 0 | 929.549 | 118.9115
4 | 17 | 13 | 2558 | Yes |  | Irradiance_2558 |  | 0 | 813.939 | 105.0136
4 | 17 | 14 | 2559 | Yes |  | Irradiance_2559 |  | 0 | 636.418 | 84.8677
4 | 17 | 15 | 2560 | Yes |  | Irradiance_2560 |  | 0 | 411.374 | 54.3149
4 | 17 | 16 | 2561 | Yes |  | Irradiance_2561 |  | 0 | 218.636 | 27.6275
4 | 17 | 17 | 2562 | Yes |  | Irradiance_2562 |  | 0 | 59.813 | 7.2566
4 | 17 | 18 | 2563 | Yes |  | Irradiance_2563 |  | 0 | 4.618 | 0
4 | 17 | 19 | 2564 | Yes |  | Irradiance_2564 |  | 0 | 0 | 0
4 | 17 | 20 | 2565 | Yes |  | Irradiance_2565 |  | 0 | 0 | 0
4 | 17 | 21 | 2566 | Yes |  | Irradiance_2566 |  | 0 | 0 | 0
4 | 17 | 22 | 2567 | Yes |  | Irradiance_2567 |  | 0 | 0 | 0
4 | 17 | 23 | 2568 | Yes |  | Irradiance_2568 |  | 0 | 0 | 0
4 | 18 | 0 | 2569 | Yes |  | Irradiance_2569 |  | 0 | 0 | 0
4 | 18 | 1 | 2570 | Yes |  | Irradiance_2570 |  | 0 | 0 | 0
4 | 18 | 2 | 2571 | Yes |  | Irradiance_2571 |  | 0 | 0 | 0
4 | 18 | 3 | 2572 | Yes |  | Irradiance_2572 |  | 0 | 0 | 0
4 | 18 | 4 | 2573 | Yes |  | Irradiance_2573 |  | 0 | 1.906 | 0
4 | 18 | 5 | 2574 | Yes |  | Irradiance_2574 |  | 0 | 43.71 | 5.5803
4 | 18 | 6 | 2575 | Yes |  | Irradiance_2575 |  | 0 | 188.799 | 24.627
4 | 18 | 7 | 2576 | Yes |  | Irradiance_2576 |  | 0 | 401.814 | 53.4162
4 | 18 | 8 | 2577 | Yes |  | Irradiance_2577 |  | 0 | 615.196 | 80.3464
4 | 18 | 9 | 2578 | Yes |  | Irradiance_2578 |  | 0 | 784.099 | 100.2096
4 | 18 | 10 | 2579 | Yes |  | Irradiance_2579 |  | 0 | 887.203 | 111.3995
4 | 18 | 11 | 2580 | Yes |  | Irradiance_2580 |  | 0 | 913.454 | 113.1106
4 | 18 | 12 | 2581 | Yes |  | Irradiance_2581 |  | 0 | 867.124 | 108.0765
4 | 18 | 13 | 2582 | Yes |  | Irradiance_2582 |  | 0 | 798.608 | 100.2035
4 | 18 | 14 | 2583 | Yes |  | Irradiance_2583 |  | 0 | 653.496 | 83.0333
4 | 18 | 15 | 2584 | Yes |  | Irradiance_2584 |  | 0 | 447.251 | 56.9378
4 | 18 | 16 | 2585 | Yes |  | Irradiance_2585 |  | 0 | 226.651 | 28.2077
4 | 18 | 17 | 2586 | Yes |  | Irradiance_2586 |  | 0 | 62.118 | 7.4326
4 | 18 | 18 | 2587 | Yes |  | Irradiance_2587 |  | 0 | 5.544 | 0
4 | 18 | 19 | 2588 | Yes |  | Irradiance_2588 |  | 0 | 0 | 0
4 | 18 | 20 | 2589 | Yes |  | Irradiance_2589 |  | 0 | 0 | 0
4 | 18 | 21 | 2590 | Yes |  | Irradiance_2590 |  | 0 | 0 | 0
4 | 18 | 22 | 2591 | Yes |  | Irradiance_2591 |  | 0 | 0 | 0
4 | 18 | 23 | 2592 | Yes |  | Irradiance_2592 |  | 0 | 0 | 0
4 | 19 | 0 | 2593 | Yes |  | Irradiance_2593 |  | 0 | 0 | 0
4 | 19 | 1 | 2594 | Yes |  | Irradiance_2594 |  | 0 | 0 | 0
4 | 19 | 2 | 2595 | Yes |  | Irradiance_2595 |  | 0 | 0 | 0
4 | 19 | 3 | 2596 | Yes |  | Irradiance_2596 |  | 0 | 0 | 0
4 | 19 | 4 | 2597 | Yes |  | Irradiance_2597 |  | 0 | 1.906 | 0
4 | 19 | 5 | 2598 | Yes |  | Irradiance_2598 |  | 0 | 42.936 | 5.3174
4 | 19 | 6 | 2599 | Yes |  | Irradiance_2599 |  | 0 | 189.123 | 24.4136
4 | 19 | 7 | 2600 | Yes |  | Irradiance_2600 |  | 0 | 380.045 | 50.3408
4 | 19 | 8 | 2601 | Yes |  | Irradiance_2601 |  | 0 | 514.952 | 68.7714
4 | 19 | 9 | 2602 | Yes |  | Irradiance_2602 |  | 0 | 570.746 | 75.4414
4 | 19 | 10 | 2603 | Yes |  | Irradiance_2603 |  | 0 | 770.812 | 99.6386
4 | 19 | 11 | 2604 | Yes |  | Irradiance_2604 |  | 0 | 888.489 | 114.1078
4 | 19 | 12 | 2605 | Yes |  | Irradiance_2605 |  | 0 | 912.615 | 114.9586
4 | 19 | 13 | 2606 | Yes |  | Irradiance_2606 |  | 0 | 814.576 | 103.223
4 | 19 | 14 | 2607 | Yes |  | Irradiance_2607 |  | 0 | 646.554 | 83.0877
4 | 19 | 15 | 2608 | Yes |  | Irradiance_2608 |  | 0 | 437.048 | 56.6856
4 | 19 | 16 | 2609 | Yes |  | Irradiance_2609 |  | 0 | 229.444 | 28.6446
4 | 19 | 17 | 2610 | Yes |  | Irradiance_2610 |  | 0 | 64.66 | 7.7826
4 | 19 | 18 | 2611 | Yes |  | Irradiance_2611 |  | 0 | 5.543 | 0
4 | 19 | 19 | 2612 | Yes |  | Irradiance_2612 |  | 0 | 0 | 0
4 | 19 | 20 | 2613 | Yes |  | Irradiance_2613 |  | 0 | 0 | 0
4 | 19 | 21 | 2614 | Yes |  | Irradiance_2614 |  | 0 | 0 | 0
4 | 19 | 22 | 2615 | Yes |  | Irradiance_2615 |  | 0 | 0 | 0
4 | 19 | 23 | 2616 | Yes |  | Irradiance_2616 |  | 0 | 0 | 0
4 | 20 | 0 | 2617 | Yes |  | Irradiance_2617 |  | 0 | 0 | 0
4 | 20 | 1 | 2618 | Yes |  | Irradiance_2618 |  | 0 | 0 | 0
4 | 20 | 2 | 2619 | Yes |  | Irradiance_2619 |  | 0 | 0 | 0
4 | 20 | 3 | 2620 | Yes |  | Irradiance_2620 |  | 0 | 0 | 0
4 | 20 | 4 | 2621 | Yes |  | Irradiance_2621 |  | 0 | 2.859 | 0
4 | 20 | 5 | 2622 | Yes |  | Irradiance_2622 |  | 0 | 48.779 | 6.0536
4 | 20 | 6 | 2623 | Yes |  | Irradiance_2623 |  | 0 | 196.14 | 25.4312
4 | 20 | 7 | 2624 | Yes |  | Irradiance_2624 |  | 0 | 410.524 | 54.3296
4 | 20 | 8 | 2625 | Yes |  | Irradiance_2625 |  | 0 | 626.576 | 82.3995
4 | 20 | 9 | 2626 | Yes |  | Irradiance_2626 |  | 0 | 806.366 | 104.2904
4 | 20 | 10 | 2627 | Yes |  | Irradiance_2627 |  | 0 | 919.564 | 118.3499
4 | 20 | 11 | 2628 | Yes |  | Irradiance_2628 |  | 0 | 956.479 | 122.0616
4 | 20 | 12 | 2629 | Yes |  | Irradiance_2629 |  | 0 | 908.773 | 115.6709
4 | 20 | 13 | 2630 | Yes |  | Irradiance_2630 |  | 0 | 800.262 | 102.0083
4 | 20 | 14 | 2631 | Yes |  | Irradiance_2631 |  | 0 | 631.412 | 81.5251
4 | 20 | 15 | 2632 | Yes |  | Irradiance_2632 |  | 0 | 417.763 | 53.8982
4 | 20 | 16 | 2633 | Yes |  | Irradiance_2633 |  | 0 | 215.615 | 26.8355
4 | 20 | 17 | 2634 | Yes |  | Irradiance_2634 |  | 0 | 63.768 | 7.587
4 | 20 | 18 | 2635 | Yes |  | Irradiance_2635 |  | 0 | 6.469 | 0.03376
4 | 20 | 19 | 2636 | Yes |  | Irradiance_2636 |  | 0 | 0 | 0
4 | 20 | 20 | 2637 | Yes |  | Irradiance_2637 |  | 0 | 0 | 0
4 | 20 | 21 | 2638 | Yes |  | Irradiance_2638 |  | 0 | 0 | 0
4 | 20 | 22 | 2639 | Yes |  | Irradiance_2639 |  | 0 | 0 | 0
4 | 20 | 23 | 2640 | Yes |  | Irradiance_2640 |  | 0 | 0 | 0
4 | 21 | 0 | 2641 | Saturday |  | Irradiance_2641 |  | 0 | 0 | 0
4 | 21 | 1 | 2642 | Saturday |  | Irradiance_2642 |  | 0 | 0 | 0
4 | 21 | 2 | 2643 | Saturday |  | Irradiance_2643 |  | 0 | 0 | 0
4 | 21 | 3 | 2644 | Saturday |  | Irradiance_2644 |  | 0 | 0 | 0
4 | 21 | 4 | 2645 | Saturday |  | Irradiance_2645 |  | 0 | 3.813 | 0
4 | 21 | 5 | 2646 | Saturday |  | Irradiance_2646 |  | 0 | 51.84 | 6.3286
4 | 21 | 6 | 2647 | Saturday |  | Irradiance_2647 |  | 0 | 203.808 | 25.7981
4 | 21 | 7 | 2648 | Saturday |  | Irradiance_2648 |  | 0 | 413.315 | 54.251
4 | 21 | 8 | 2649 | Saturday |  | Irradiance_2649 |  | 0 | 629.425 | 82.379
4 | 21 | 9 | 2650 | Saturday |  | Irradiance_2650 |  | 0 | 803.794 | 102.7438
4 | 21 | 10 | 2651 | Saturday |  | Irradiance_2651 |  | 0 | 917.064 | 115.2398
4 | 21 | 11 | 2652 | Saturday |  | Irradiance_2652 |  | 0 | 962.16 | 119.1074
4 | 21 | 12 | 2653 | Saturday |  | Irradiance_2653 |  | 0 | 929.915 | 114.0424
4 | 21 | 13 | 2654 | Saturday |  | Irradiance_2654 |  | 0 | 828.798 | 102.2738
4 | 21 | 14 | 2655 | Saturday |  | Irradiance_2655 |  | 0 | 664.406 | 82.3899
4 | 21 | 15 | 2656 | Saturday |  | Irradiance_2656 |  | 0 | 449.573 | 56.0534
4 | 21 | 16 | 2657 | Saturday |  | Irradiance_2657 |  | 0 | 236.319 | 28.5222
4 | 21 | 17 | 2658 | Saturday |  | Irradiance_2658 |  | 0 | 69.455 | 8.0389
4 | 21 | 18 | 2659 | Saturday |  | Irradiance_2659 |  | 0 | 7.396 | 0.1504
4 | 21 | 19 | 2660 | Saturday |  | Irradiance_2660 |  | 0 | 0 | 0
4 | 21 | 20 | 2661 | Saturday |  | Irradiance_2661 |  | 0 | 0 | 0
4 | 21 | 21 | 2662 | Saturday |  | Irradiance_2662 |  | 0 | 0 | 0
4 | 21 | 22 | 2663 | Saturday |  | Irradiance_2663 |  | 0 | 0 | 0
4 | 21 | 23 | 2664 | Saturday |  | Irradiance_2664 |  | 0 | 0 | 0
4 | 22 | 0 | 2665 | Sunday |  | Irradiance_2665 |  | 0 | 0 | 0
4 | 22 | 1 | 2666 | Sunday |  | Irradiance_2666 |  | 0 | 0 | 0
4 | 22 | 2 | 2667 | Sunday |  | Irradiance_2667 |  | 0 | 0 | 0
4 | 22 | 3 | 2668 | Sunday |  | Irradiance_2668 |  | 0 | 0 | 0
4 | 22 | 4 | 2669 | Sunday |  | Irradiance_2669 |  | 0 | 4.766 | 0
4 | 22 | 5 | 2670 | Sunday |  | Irradiance_2670 |  | 0 | 54.22 | 6.7264
4 | 22 | 6 | 2671 | Sunday |  | Irradiance_2671 |  | 0 | 207.259 | 25.8317
4 | 22 | 7 | 2672 | Sunday |  | Irradiance_2672 |  | 0 | 416.576 | 53.6056
4 | 22 | 8 | 2673 | Sunday |  | Irradiance_2673 |  | 0 | 631.518 | 81.2229
4 | 22 | 9 | 2674 | Sunday |  | Irradiance_2674 |  | 0 | 805.413 | 100.5606
4 | 22 | 10 | 2675 | Sunday |  | Irradiance_2675 |  | 0 | 917.871 | 112.0768
4 | 22 | 11 | 2676 | Sunday |  | Irradiance_2676 |  | 0 | 959.032 | 118.0494
4 | 22 | 12 | 2677 | Sunday |  | Irradiance_2677 |  | 0 | 927.817 | 112.8275
4 | 22 | 13 | 2678 | Sunday |  | Irradiance_2678 |  | 0 | 825.543 | 101.5056
4 | 22 | 14 | 2679 | Sunday |  | Irradiance_2679 |  | 0 | 663.234 | 83.5278
4 | 22 | 15 | 2680 | Sunday |  | Irradiance_2680 |  | 0 | 449.929 | 56.4166
4 | 22 | 16 | 2681 | Sunday |  | Irradiance_2681 |  | 0 | 238.057 | 28.7538
4 | 22 | 17 | 2682 | Sunday |  | Irradiance_2682 |  | 0 | 71.183 | 8.3578
4 | 22 | 18 | 2683 | Sunday |  | Irradiance_2683 |  | 0 | 7.395 | 0.16016
4 | 22 | 19 | 2684 | Sunday |  | Irradiance_2684 |  | 0 | 0 | 0
4 | 22 | 20 | 2685 | Sunday |  | Irradiance_2685 |  | 0 | 0 | 0
4 | 22 | 21 | 2686 | Sunday |  | Irradiance_2686 |  | 0 | 0 | 0
4 | 22 | 22 | 2687 | Sunday |  | Irradiance_2687 |  | 0 | 0 | 0
4 | 22 | 23 | 2688 | Sunday |  | Irradiance_2688 |  | 0 | 0 | 0
4 | 23 | 0 | 2689 | Yes |  | Irradiance_2689 |  | 0 | 0 | 0
4 | 23 | 1 | 2690 | Yes |  | Irradiance_2690 |  | 0 | 0 | 0
4 | 23 | 2 | 2691 | Yes |  | Irradiance_2691 |  | 0 | 0 | 0
4 | 23 | 3 | 2692 | Yes |  | Irradiance_2692 |  | 0 | 0 | 0
4 | 23 | 4 | 2693 | Yes |  | Irradiance_2693 |  | 0 | 4.618 | 0
4 | 23 | 5 | 2694 | Yes |  | Irradiance_2694 |  | 0 | 52.961 | 6.0765
4 | 23 | 6 | 2695 | Yes |  | Irradiance_2695 |  | 0 | 204.81 | 25.8531
4 | 23 | 7 | 2696 | Yes |  | Irradiance_2696 |  | 0 | 418.203 | 54.1008
4 | 23 | 8 | 2697 | Yes |  | Irradiance_2697 |  | 0 | 635.672 | 81.3485
4 | 23 | 9 | 2698 | Yes |  | Irradiance_2698 |  | 0 | 810.962 | 100.892
4 | 23 | 10 | 2699 | Yes |  | Irradiance_2699 |  | 0 | 890.711 | 109.1397
4 | 23 | 11 | 2700 | Yes |  | Irradiance_2700 |  | 0 | 730.418 | 92.3226
4 | 23 | 12 | 2701 | Yes |  | Irradiance_2701 |  | 0 | 321.726 | 42.2754
4 | 23 | 13 | 2702 | Yes |  | Irradiance_2702 |  | 0 | 590.74 | 75.903
4 | 23 | 14 | 2703 | Yes |  | Irradiance_2703 |  | 0 | 611.457 | 78.5779
4 | 23 | 15 | 2704 | Yes |  | Irradiance_2704 |  | 0 | 448.888 | 57.6182
4 | 23 | 16 | 2705 | Yes |  | Irradiance_2705 |  | 0 | 223.027 | 27.8099
4 | 23 | 17 | 2706 | Yes |  | Irradiance_2706 |  | 0 | 59.456 | 7.459
4 | 23 | 18 | 2707 | Yes |  | Irradiance_2707 |  | 0 | 3.692 | 0
4 | 23 | 19 | 2708 | Yes |  | Irradiance_2708 |  | 0 | 0 | 0
4 | 23 | 20 | 2709 | Yes |  | Irradiance_2709 |  | 0 | 0 | 0
4 | 23 | 21 | 2710 | Yes |  | Irradiance_2710 |  | 0 | 0 | 0
4 | 23 | 22 | 2711 | Yes |  | Irradiance_2711 |  | 0 | 0 | 0
4 | 23 | 23 | 2712 | Yes |  | Irradiance_2712 |  | 0 | 0 | 0
4 | 24 | 0 | 2713 | Yes |  | Irradiance_2713 |  | 0 | 0 | 0
4 | 24 | 1 | 2714 | Yes |  | Irradiance_2714 |  | 0 | 0 | 0
4 | 24 | 2 | 2715 | Yes |  | Irradiance_2715 |  | 0 | 0 | 0
4 | 24 | 3 | 2716 | Yes |  | Irradiance_2716 |  | 0 | 0 | 0
4 | 24 | 4 | 2717 | Yes |  | Irradiance_2717 |  | 0 | 0.922 | 0
4 | 24 | 5 | 2718 | Yes |  | Irradiance_2718 |  | 0 | 12.946 | 1.0326
4 | 24 | 6 | 2719 | Yes |  | Irradiance_2719 |  | 0 | 39.874 | 5.0144
4 | 24 | 7 | 2720 | Yes |  | Irradiance_2720 |  | 0 | 71.571 | 9.6768
4 | 24 | 8 | 2721 | Yes |  | Irradiance_2721 |  | 0 | 100.879 | 13.9566
4 | 24 | 9 | 2722 | Yes |  | Irradiance_2722 |  | 0 | 123.963 | 17.307
4 | 24 | 10 | 2723 | Yes |  | Irradiance_2723 |  | 0 | 140.51 | 19.7893
4 | 24 | 11 | 2724 | Yes |  | Irradiance_2724 |  | 0 | 146.395 | 20.7333
4 | 24 | 12 | 2725 | Yes |  | Irradiance_2725 |  | 0 | 141.491 | 20.0075
4 | 24 | 13 | 2726 | Yes |  | Irradiance_2726 |  | 0 | 127.835 | 18.0267
4 | 24 | 14 | 2727 | Yes |  | Irradiance_2727 |  | 0 | 104.702 | 14.6406
4 | 24 | 15 | 2728 | Yes |  | Irradiance_2728 |  | 0 | 76.242 | 10.4237
4 | 24 | 16 | 2729 | Yes |  | Irradiance_2729 |  | 0 | 44.528 | 5.7301
4 | 24 | 17 | 2730 | Yes |  | Irradiance_2730 |  | 0 | 16.653 | 1.5938
4 | 24 | 18 | 2731 | Yes |  | Irradiance_2731 |  | 0 | 1.845 | 0
4 | 24 | 19 | 2732 | Yes |  | Irradiance_2732 |  | 0 | 0 | 0
4 | 24 | 20 | 2733 | Yes |  | Irradiance_2733 |  | 0 | 0 | 0
4 | 24 | 21 | 2734 | Yes |  | Irradiance_2734 |  | 0 | 0 | 0
4 | 24 | 22 | 2735 | Yes |  | Irradiance_2735 |  | 0 | 0 | 0
4 | 24 | 23 | 2736 | Yes |  | Irradiance_2736 |  | 0 | 0 | 0
4 | 25 | 0 | 2737 | Yes |  | Irradiance_2737 |  | 0 | 0 | 0
4 | 25 | 1 | 2738 | Yes |  | Irradiance_2738 |  | 0 | 0 | 0
4 | 25 | 2 | 2739 | Yes |  | Irradiance_2739 |  | 0 | 0 | 0
4 | 25 | 3 | 2740 | Yes |  | Irradiance_2740 |  | 0 | 0 | 0
4 | 25 | 4 | 2741 | Yes |  | Irradiance_2741 |  | 0 | 6.47 | 0.09056
4 | 25 | 5 | 2742 | Yes |  | Irradiance_2742 |  | 0 | 55.821 | 6.3838
4 | 25 | 6 | 2743 | Yes |  | Irradiance_2743 |  | 0 | 187.716 | 25.6667
4 | 25 | 7 | 2744 | Yes |  | Irradiance_2744 |  | 0 | 330.456 | 45.8648
4 | 25 | 8 | 2745 | Yes |  | Irradiance_2745 |  | 0 | 424.14 | 59.3717
4 | 25 | 9 | 2746 | Yes |  | Irradiance_2746 |  | 0 | 445.312 | 62.5566
4 | 25 | 10 | 2747 | Yes |  | Irradiance_2747 |  | 0 | 376.991 | 53.2477
4 | 25 | 11 | 2748 | Yes |  | Irradiance_2748 |  | 0 | 276.923 | 39.0549
4 | 25 | 12 | 2749 | Yes |  | Irradiance_2749 |  | 0 | 142.445 | 19.9267
4 | 25 | 13 | 2750 | Yes |  | Irradiance_2750 |  | 0 | 185.424 | 26.0934
4 | 25 | 14 | 2751 | Yes |  | Irradiance_2751 |  | 0 | 195.71 | 27.5296
4 | 25 | 15 | 2752 | Yes |  | Irradiance_2752 |  | 0 | 171.444 | 24.1134
4 | 25 | 16 | 2753 | Yes |  | Irradiance_2753 |  | 0 | 116.151 | 16.2298
4 | 25 | 17 | 2754 | Yes |  | Irradiance_2754 |  | 0 | 47.989 | 6.2981
4 | 25 | 18 | 2755 | Yes |  | Irradiance_2755 |  | 0 | 6.468 | 0.08496
4 | 25 | 19 | 2756 | Yes |  | Irradiance_2756 |  | 0 | 0 | 0
4 | 25 | 20 | 2757 | Yes |  | Irradiance_2757 |  | 0 | 0 | 0
4 | 25 | 21 | 2758 | Yes |  | Irradiance_2758 |  | 0 | 0 | 0
4 | 25 | 22 | 2759 | Yes |  | Irradiance_2759 |  | 0 | 0 | 0
4 | 25 | 23 | 2760 | Yes |  | Irradiance_2760 |  | 0 | 0 | 0
4 | 26 | 0 | 2761 | Yes |  | Irradiance_2761 |  | 0 | 0 | 0
4 | 26 | 1 | 2762 | Yes |  | Irradiance_2762 |  | 0 | 0 | 0
4 | 26 | 2 | 2763 | Yes |  | Irradiance_2763 |  | 0 | 0 | 0
4 | 26 | 3 | 2764 | Yes |  | Irradiance_2764 |  | 0 | 0 | 0
4 | 26 | 4 | 2765 | Yes |  | Irradiance_2765 |  | 0 | 7.396 | 0.24992
4 | 26 | 5 | 2766 | Yes |  | Irradiance_2766 |  | 0 | 59.179 | 6.4574
4 | 26 | 6 | 2767 | Yes |  | Irradiance_2767 |  | 0 | 223.349 | 29.8526
4 | 26 | 7 | 2768 | Yes |  | Irradiance_2768 |  | 0 | 432.806 | 59.8766
4 | 26 | 8 | 2769 | Yes |  | Irradiance_2769 |  | 0 | 640.234 | 88.7392
4 | 26 | 9 | 2770 | Yes |  | Irradiance_2770 |  | 0 | 818.693 | 111.4891
4 | 26 | 10 | 2771 | Yes |  | Irradiance_2771 |  | 0 | 876.421 | 118.6934
4 | 26 | 11 | 2772 | Yes |  | Irradiance_2772 |  | 0 | 809.671 | 108.8496
4 | 26 | 12 | 2773 | Yes |  | Irradiance_2773 |  | 0 | 669.691 | 91.3462
4 | 26 | 13 | 2774 | Yes |  | Irradiance_2774 |  | 0 | 538.514 | 74.6531
4 | 26 | 14 | 2775 | Yes |  | Irradiance_2775 |  | 0 | 403.777 | 56.7891
4 | 26 | 15 | 2776 | Yes |  | Irradiance_2776 |  | 0 | 261.95 | 36.4722
4 | 26 | 16 | 2777 | Yes |  | Irradiance_2777 |  | 0 | 135.136 | 19.1016
4 | 26 | 17 | 2778 | Yes |  | Irradiance_2778 |  | 0 | 44.433 | 5.7421
4 | 26 | 18 | 2779 | Yes |  | Irradiance_2779 |  | 0 | 4.617 | 0
4 | 26 | 19 | 2780 | Yes |  | Irradiance_2780 |  | 0 | 0 | 0
4 | 26 | 20 | 2781 | Yes |  | Irradiance_2781 |  | 0 | 0 | 0
4 | 26 | 21 | 2782 | Yes |  | Irradiance_2782 |  | 0 | 0 | 0
4 | 26 | 22 | 2783 | Yes |  | Irradiance_2783 |  | 0 | 0 | 0
4 | 26 | 23 | 2784 | Yes |  | Irradiance_2784 |  | 0 | 0 | 0
4 | 27 | 0 | 2785 | Yes |  | Irradiance_2785 |  | 0 | 0 | 0
4 | 27 | 1 | 2786 | Yes |  | Irradiance_2786 |  | 0 | 0 | 0
4 | 27 | 2 | 2787 | Yes |  | Irradiance_2787 |  | 0 | 0 | 0
4 | 27 | 3 | 2788 | Yes |  | Irradiance_2788 |  | 0 | 0 | 0
4 | 27 | 4 | 2789 | Yes |  | Irradiance_2789 |  | 0 | 7.396 | 0.24784
4 | 27 | 5 | 2790 | Yes |  | Irradiance_2790 |  | 0 | 54.055 | 6.8413
4 | 27 | 6 | 2791 | Yes |  | Irradiance_2791 |  | 0 | 137.49 | 19.2632
4 | 27 | 7 | 2792 | Yes |  | Irradiance_2792 |  | 0 | 250.535 | 35.179
4 | 27 | 8 | 2793 | Yes |  | Irradiance_2793 |  | 0 | 361.615 | 50.4123
4 | 27 | 9 | 2794 | Yes |  | Irradiance_2794 |  | 0 | 452.558 | 62.3542
4 | 27 | 10 | 2795 | Yes |  | Irradiance_2795 |  | 0 | 511.364 | 69.9819
4 | 27 | 11 | 2796 | Yes |  | Irradiance_2796 |  | 0 | 535.076 | 73.5717
4 | 27 | 12 | 2797 | Yes |  | Irradiance_2797 |  | 0 | 514.534 | 70.165
4 | 27 | 13 | 2798 | Yes |  | Irradiance_2798 |  | 0 | 412.099 | 56.631
4 | 27 | 14 | 2799 | Yes |  | Irradiance_2799 |  | 0 | 285.391 | 39.6818
4 | 27 | 15 | 2800 | Yes |  | Irradiance_2800 |  | 0 | 176.148 | 24.4294
4 | 27 | 16 | 2801 | Yes |  | Irradiance_2801 |  | 0 | 103.563 | 14.1382
4 | 27 | 17 | 2802 | Yes |  | Irradiance_2802 |  | 0 | 39.897 | 4.9666
4 | 27 | 18 | 2803 | Yes |  | Irradiance_2803 |  | 0 | 4.617 | 0
4 | 27 | 19 | 2804 | Yes |  | Irradiance_2804 |  | 0 | 0 | 0
4 | 27 | 20 | 2805 | Yes |  | Irradiance_2805 |  | 0 | 0 | 0
4 | 27 | 21 | 2806 | Yes |  | Irradiance_2806 |  | 0 | 0 | 0
4 | 27 | 22 | 2807 | Yes |  | Irradiance_2807 |  | 0 | 0 | 0
4 | 27 | 23 | 2808 | Yes |  | Irradiance_2808 |  | 0 | 0 | 0
4 | 28 | 0 | 2809 | Saturday |  | Irradiance_2809 |  | 0 | 0 | 0
4 | 28 | 1 | 2810 | Saturday |  | Irradiance_2810 |  | 0 | 0 | 0
4 | 28 | 2 | 2811 | Saturday |  | Irradiance_2811 |  | 0 | 0 | 0
4 | 28 | 3 | 2812 | Saturday |  | Irradiance_2812 |  | 0 | 0 | 0
4 | 28 | 4 | 2813 | Saturday |  | Irradiance_2813 |  | 0 | 2.768 | 0
4 | 28 | 5 | 2814 | Saturday |  | Irradiance_2814 |  | 0 | 22.221 | 2.4118
4 | 28 | 6 | 2815 | Saturday |  | Irradiance_2815 |  | 0 | 43.597 | 5.5512
4 | 28 | 7 | 2816 | Saturday |  | Irradiance_2816 |  | 0 | 75.308 | 10.1754
4 | 28 | 8 | 2817 | Saturday |  | Irradiance_2817 |  | 0 | 104.666 | 14.3008
4 | 28 | 9 | 2818 | Saturday |  | Irradiance_2818 |  | 0 | 127.767 | 17.4942
4 | 28 | 10 | 2819 | Saturday |  | Irradiance_2819 |  | 0 | 143.355 | 19.6534
4 | 28 | 11 | 2820 | Saturday |  | Irradiance_2820 |  | 0 | 149.244 | 20.4584
4 | 28 | 12 | 2821 | Saturday |  | Irradiance_2821 |  | 0 | 144.336 | 20.0798
4 | 28 | 13 | 2822 | Saturday |  | Irradiance_2822 |  | 0 | 129.707 | 18.2304
4 | 28 | 14 | 2823 | Saturday |  | Irradiance_2823 |  | 0 | 107.534 | 15.1018
4 | 28 | 15 | 2824 | Saturday |  | Irradiance_2824 |  | 0 | 79.047 | 10.9888
4 | 28 | 16 | 2825 | Saturday |  | Irradiance_2825 |  | 0 | 86.59 | 12.0915
4 | 28 | 17 | 2826 | Saturday |  | Irradiance_2826 |  | 0 | 47.167 | 6.2242
4 | 28 | 18 | 2827 | Saturday |  | Irradiance_2827 |  | 0 | 7.394 | 0.23616
4 | 28 | 19 | 2828 | Saturday |  | Irradiance_2828 |  | 0 | 0 | 0
4 | 28 | 20 | 2829 | Saturday |  | Irradiance_2829 |  | 0 | 0 | 0
4 | 28 | 21 | 2830 | Saturday |  | Irradiance_2830 |  | 0 | 0 | 0
4 | 28 | 22 | 2831 | Saturday |  | Irradiance_2831 |  | 0 | 0 | 0
4 | 28 | 23 | 2832 | Saturday |  | Irradiance_2832 |  | 0 | 0 | 0
4 | 29 | 0 | 2833 | Sunday |  | Irradiance_2833 |  | 0 | 0 | 0
4 | 29 | 1 | 2834 | Sunday |  | Irradiance_2834 |  | 0 | 0 | 0
4 | 29 | 2 | 2835 | Sunday |  | Irradiance_2835 |  | 0 | 0 | 0
4 | 29 | 3 | 2836 | Sunday |  | Irradiance_2836 |  | 0 | 0 | 0
4 | 29 | 4 | 2837 | Sunday |  | Irradiance_2837 |  | 0 | 1.845 | 0
4 | 29 | 5 | 2838 | Sunday |  | Irradiance_2838 |  | 0 | 16.653 | 1.6261
4 | 29 | 6 | 2839 | Sunday |  | Irradiance_2839 |  | 0 | 44.528 | 5.7968
4 | 29 | 7 | 2840 | Sunday |  | Irradiance_2840 |  | 0 | 76.242 | 10.4525
4 | 29 | 8 | 2841 | Sunday |  | Irradiance_2841 |  | 0 | 105.613 | 14.6906
4 | 29 | 9 | 2842 | Sunday |  | Irradiance_2842 |  | 0 | 128.718 | 17.997
4 | 29 | 10 | 2843 | Sunday |  | Irradiance_2843 |  | 0 | 144.31 | 20.156
4 | 29 | 11 | 2844 | Sunday |  | Irradiance_2844 |  | 0 | 150.199 | 21.1283
4 | 29 | 12 | 2845 | Sunday |  | Irradiance_2845 |  | 0 | 145.29 | 20.4213
4 | 29 | 13 | 2846 | Sunday |  | Irradiance_2846 |  | 0 | 189.142 | 26.6867
4 | 29 | 14 | 2847 | Sunday |  | Irradiance_2847 |  | 0 | 202.285 | 28.3677
4 | 29 | 15 | 2848 | Sunday |  | Irradiance_2848 |  | 0 | 177.906 | 24.8368
4 | 29 | 16 | 2849 | Sunday |  | Irradiance_2849 |  | 0 | 154.842 | 21.2726
4 | 29 | 17 | 2850 | Sunday |  | Irradiance_2850 |  | 0 | 71.467 | 9.3306
4 | 29 | 18 | 2851 | Sunday |  | Irradiance_2851 |  | 0 | 11.104 | 0.7568
4 | 29 | 19 | 2852 | Sunday |  | Irradiance_2852 |  | 0 | 0 | 0
4 | 29 | 20 | 2853 | Sunday |  | Irradiance_2853 |  | 0 | 0 | 0
4 | 29 | 21 | 2854 | Sunday |  | Irradiance_2854 |  | 0 | 0 | 0
4 | 29 | 22 | 2855 | Sunday |  | Irradiance_2855 |  | 0 | 0 | 0
4 | 29 | 23 | 2856 | Sunday |  | Irradiance_2856 |  | 0 | 0 | 0
4 | 30 | 0 | 2857 | Yes |  | Irradiance_2857 |  | 0 | 0 | 0
4 | 30 | 1 | 2858 | Yes |  | Irradiance_2858 |  | 0 | 0 | 0
4 | 30 | 2 | 2859 | Yes |  | Irradiance_2859 |  | 0 | 0 | 0
4 | 30 | 3 | 2860 | Yes |  | Irradiance_2860 |  | 0 | 0 | 0
4 | 30 | 4 | 2861 | Yes |  | Irradiance_2861 |  | 0 | 3.692 | 0
4 | 30 | 5 | 2862 | Yes |  | Irradiance_2862 |  | 0 | 24.077 | 2.7306
4 | 30 | 6 | 2863 | Yes |  | Irradiance_2863 |  | 0 | 45.459 | 5.9152
4 | 30 | 7 | 2864 | Yes |  | Irradiance_2864 |  | 0 | 110.384 | 15.6998
4 | 30 | 8 | 2865 | Yes |  | Irradiance_2865 |  | 0 | 197.925 | 28.196
4 | 30 | 9 | 2866 | Yes |  | Irradiance_2866 |  | 0 | 295.092 | 41.757
4 | 30 | 10 | 2867 | Yes |  | Irradiance_2867 |  | 0 | 466.657 | 64.8629
4 | 30 | 11 | 2868 | Yes |  | Irradiance_2868 |  | 0 | 610.939 | 83.2877
4 | 30 | 12 | 2869 | Yes |  | Irradiance_2869 |  | 0 | 667.893 | 89.7435
4 | 30 | 13 | 2870 | Yes |  | Irradiance_2870 |  | 0 | 521.457 | 71.3907
4 | 30 | 14 | 2871 | Yes |  | Irradiance_2871 |  | 0 | 340.819 | 47.4227
4 | 30 | 15 | 2872 | Yes |  | Irradiance_2872 |  | 0 | 180.498 | 25.2966
4 | 30 | 16 | 2873 | Yes |  | Irradiance_2873 |  | 0 | 107.222 | 14.789
4 | 30 | 17 | 2874 | Yes |  | Irradiance_2874 |  | 0 | 43.615 | 5.5651
4 | 30 | 18 | 2875 | Yes |  | Irradiance_2875 |  | 0 | 5.542 | 0
4 | 30 | 19 | 2876 | Yes |  | Irradiance_2876 |  | 0 | 0 | 0
4 | 30 | 20 | 2877 | Yes |  | Irradiance_2877 |  | 0 | 0 | 0
4 | 30 | 21 | 2878 | Yes |  | Irradiance_2878 |  | 0 | 0 | 0
4 | 30 | 22 | 2879 | Yes |  | Irradiance_2879 |  | 0 | 0 | 0
4 | 30 | 23 | 2880 | Yes |  | Irradiance_2880 |  | 0 | 0 | 0
5 | 1 | 0 | 2881 | Sunday |  | Irradiance_2881 |  | 0 | 0 | 0
5 | 1 | 1 | 2882 | Sunday |  | Irradiance_2882 |  | 0 | 0 | 0
5 | 1 | 2 | 2883 | Sunday |  | Irradiance_2883 |  | 0 | 0 | 0
5 | 1 | 3 | 2884 | Sunday |  | Irradiance_2884 |  | 0 | 0 | 0
5 | 1 | 4 | 2885 | Sunday |  | Irradiance_2885 |  | 0 | 1.845 | 0
5 | 1 | 5 | 2886 | Sunday |  | Irradiance_2886 |  | 0 | 15.726 | 1.419
5 | 1 | 6 | 2887 | Sunday |  | Irradiance_2887 |  | 0 | 41.737 | 5.1898
5 | 1 | 7 | 2888 | Sunday |  | Irradiance_2888 |  | 0 | 104.635 | 14.2342
5 | 1 | 8 | 2889 | Sunday |  | Irradiance_2889 |  | 0 | 190.194 | 26.116
5 | 1 | 9 | 2890 | Sunday |  | Irradiance_2890 |  | 0 | 285.014 | 39.1205
5 | 1 | 10 | 2891 | Sunday |  | Irradiance_2891 |  | 0 | 321.719 | 43.9222
5 | 1 | 11 | 2892 | Sunday |  | Irradiance_2892 |  | 0 | 335.936 | 45.3954
5 | 1 | 12 | 2893 | Sunday |  | Irradiance_2893 |  | 0 | 325.054 | 44.0512
5 | 1 | 13 | 2894 | Sunday |  | Irradiance_2894 |  | 0 | 538.538 | 72.0789
5 | 1 | 14 | 2895 | Sunday |  | Irradiance_2895 |  | 0 | 560.149 | 74.3885
5 | 1 | 15 | 2896 | Sunday |  | Irradiance_2896 |  | 0 | 433.187 | 56.6464
5 | 1 | 16 | 2897 | Sunday |  | Irradiance_2897 |  | 0 | 231.084 | 29.2773
5 | 1 | 17 | 2898 | Sunday |  | Irradiance_2898 |  | 0 | 80.718 | 9.8157
5 | 1 | 18 | 2899 | Sunday |  | Irradiance_2899 |  | 0 | 12.96 | 0.9408
5 | 1 | 19 | 2900 | Sunday |  | Irradiance_2900 |  | 0 | 0 | 0
5 | 1 | 20 | 2901 | Sunday |  | Irradiance_2901 |  | 0 | 0 | 0
5 | 1 | 21 | 2902 | Sunday |  | Irradiance_2902 |  | 0 | 0 | 0
5 | 1 | 22 | 2903 | Sunday |  | Irradiance_2903 |  | 0 | 0 | 0
5 | 1 | 23 | 2904 | Sunday |  | Irradiance_2904 |  | 0 | 0 | 0
5 | 2 | 0 | 2905 | Yes |  | Irradiance_2905 |  | 0 | 0 | 0
5 | 2 | 1 | 2906 | Yes |  | Irradiance_2906 |  | 0 | 0 | 0
5 | 2 | 2 | 2907 | Yes |  | Irradiance_2907 |  | 0 | 0 | 0
5 | 2 | 3 | 2908 | Yes |  | Irradiance_2908 |  | 0 | 0 | 0
5 | 2 | 4 | 2909 | Yes |  | Irradiance_2909 |  | 0 | 11.105 | 0.71184
5 | 2 | 5 | 2910 | Yes |  | Irradiance_2910 |  | 0 | 74.912 | 9.315
5 | 2 | 6 | 2911 | Yes |  | Irradiance_2911 |  | 0 | 221.109 | 28.1365
5 | 2 | 7 | 2912 | Yes |  | Irradiance_2912 |  | 0 | 423.918 | 54.7698
5 | 2 | 8 | 2913 | Yes |  | Irradiance_2913 |  | 0 | 627.398 | 79.6957
5 | 2 | 9 | 2914 | Yes |  | Irradiance_2914 |  | 0 | 802.187 | 100.1931
5 | 2 | 10 | 2915 | Yes |  | Irradiance_2915 |  | 0 | 911.211 | 112.8992
5 | 2 | 11 | 2916 | Yes |  | Irradiance_2916 |  | 0 | 959.113 | 118.2086
5 | 2 | 12 | 2917 | Yes |  | Irradiance_2917 |  | 0 | 927.368 | 115.2464
5 | 2 | 13 | 2918 | Yes |  | Irradiance_2918 |  | 0 | 807.607 | 100.2584
5 | 2 | 14 | 2919 | Yes |  | Irradiance_2919 |  | 0 | 627.893 | 78.8533
5 | 2 | 15 | 2920 | Yes |  | Irradiance_2920 |  | 0 | 412.09 | 51.5949
5 | 2 | 16 | 2921 | Yes |  | Irradiance_2921 |  | 0 | 213.219 | 26.3912
5 | 2 | 17 | 2922 | Yes |  | Irradiance_2922 |  | 0 | 74.901 | 9.2083
5 | 2 | 18 | 2923 | Yes |  | Irradiance_2923 |  | 0 | 11.102 | 0.64976
5 | 2 | 19 | 2924 | Yes |  | Irradiance_2924 |  | 0 | 0 | 0
5 | 2 | 20 | 2925 | Yes |  | Irradiance_2925 |  | 0 | 0 | 0
5 | 2 | 21 | 2926 | Yes |  | Irradiance_2926 |  | 0 | 0 | 0
5 | 2 | 22 | 2927 | Yes |  | Irradiance_2927 |  | 0 | 0 | 0
5 | 2 | 23 | 2928 | Yes |  | Irradiance_2928 |  | 0 | 0 | 0
5 | 3 | 0 | 2929 | Yes |  | Irradiance_2929 |  | 0 | 0 | 0
5 | 3 | 1 | 2930 | Yes |  | Irradiance_2930 |  | 0 | 0 | 0
5 | 3 | 2 | 2931 | Yes |  | Irradiance_2931 |  | 0 | 0 | 0
5 | 3 | 3 | 2932 | Yes |  | Irradiance_2932 |  | 0 | 0 | 0
5 | 3 | 4 | 2933 | Yes |  | Irradiance_2933 |  | 0 | 11.104 | 0.71168
5 | 3 | 5 | 2934 | Yes |  | Irradiance_2934 |  | 0 | 64.595 | 8.0859
5 | 3 | 6 | 2935 | Yes |  | Irradiance_2935 |  | 0 | 135.922 | 18.1222
5 | 3 | 7 | 2936 | Yes |  | Irradiance_2936 |  | 0 | 216.592 | 29.1317
5 | 3 | 8 | 2937 | Yes |  | Irradiance_2937 |  | 0 | 270.871 | 36.5219
5 | 3 | 9 | 2938 | Yes |  | Irradiance_2938 |  | 0 | 300.808 | 40.5315
5 | 3 | 10 | 2939 | Yes |  | Irradiance_2939 |  | 0 | 264.846 | 35.8758
5 | 3 | 11 | 2940 | Yes |  | Irradiance_2940 |  | 0 | 213.945 | 29.0467
5 | 3 | 12 | 2941 | Yes |  | Irradiance_2941 |  | 0 | 143.286 | 19.2461
5 | 3 | 13 | 2942 | Yes |  | Irradiance_2942 |  | 0 | 185.86 | 25.1518
5 | 3 | 14 | 2943 | Yes |  | Irradiance_2943 |  | 0 | 197.271 | 26.7923
5 | 3 | 15 | 2944 | Yes |  | Irradiance_2944 |  | 0 | 172.25 | 23.3494
5 | 3 | 16 | 2945 | Yes |  | Irradiance_2945 |  | 0 | 84.646 | 11.1533
5 | 3 | 17 | 2946 | Yes |  | Irradiance_2946 |  | 0 | 26.861 | 2.9693
5 | 3 | 18 | 2947 | Yes |  | Irradiance_2947 |  | 0 | 2.768 | 0
5 | 3 | 19 | 2948 | Yes |  | Irradiance_2948 |  | 0 | 0 | 0
5 | 3 | 20 | 2949 | Yes |  | Irradiance_2949 |  | 0 | 0 | 0
5 | 3 | 21 | 2950 | Yes |  | Irradiance_2950 |  | 0 | 0 | 0
5 | 3 | 22 | 2951 | Yes |  | Irradiance_2951 |  | 0 | 0 | 0
5 | 3 | 23 | 2952 | Yes |  | Irradiance_2952 |  | 0 | 0 | 0
5 | 4 | 0 | 2953 | Yes |  | Irradiance_2953 |  | 0 | 0 | 0
5 | 4 | 1 | 2954 | Yes |  | Irradiance_2954 |  | 0 | 0 | 0
5 | 4 | 2 | 2955 | Yes |  | Irradiance_2955 |  | 0 | 0 | 0
5 | 4 | 3 | 2956 | Yes |  | Irradiance_2956 |  | 0 | 0 | 0
5 | 4 | 4 | 2957 | Yes |  | Irradiance_2957 |  | 0 | 6.467 | 0.06112
5 | 4 | 5 | 2958 | Yes |  | Irradiance_2958 |  | 0 | 48.953 | 6.2662
5 | 4 | 6 | 2959 | Yes |  | Irradiance_2959 |  | 0 | 139.812 | 19.0437
5 | 4 | 7 | 2960 | Yes |  | Irradiance_2960 |  | 0 | 251.092 | 34.4123
5 | 4 | 8 | 2961 | Yes |  | Irradiance_2961 |  | 0 | 361.86 | 49.013
5 | 4 | 9 | 2962 | Yes |  | Irradiance_2962 |  | 0 | 462.912 | 62.4706
5 | 4 | 10 | 2963 | Yes |  | Irradiance_2963 |  | 0 | 506.713 | 67.9366
5 | 4 | 11 | 2964 | Yes |  | Irradiance_2964 |  | 0 | 528.91 | 70.5974
5 | 4 | 12 | 2965 | Yes |  | Irradiance_2965 |  | 0 | 511.586 | 68.1747
5 | 4 | 13 | 2966 | Yes |  | Irradiance_2966 |  | 0 | 470.717 | 62.9453
5 | 4 | 14 | 2967 | Yes |  | Irradiance_2967 |  | 0 | 379.658 | 50.7888
5 | 4 | 15 | 2968 | Yes |  | Irradiance_2968 |  | 0 | 261.183 | 35.141
5 | 4 | 16 | 2969 | Yes |  | Irradiance_2969 |  | 0 | 175.167 | 23.1894
5 | 4 | 17 | 2970 | Yes |  | Irradiance_2970 |  | 0 | 76.214 | 9.8029
5 | 4 | 18 | 2971 | Yes |  | Irradiance_2971 |  | 0 | 13.887 | 1.1102
5 | 4 | 19 | 2972 | Yes |  | Irradiance_2972 |  | 0 | 0 | 0
5 | 4 | 20 | 2973 | Yes |  | Irradiance_2973 |  | 0 | 0 | 0
5 | 4 | 21 | 2974 | Yes |  | Irradiance_2974 |  | 0 | 0 | 0
5 | 4 | 22 | 2975 | Yes |  | Irradiance_2975 |  | 0 | 0 | 0
5 | 4 | 23 | 2976 | Yes |  | Irradiance_2976 |  | 0 | 0 | 0
5 | 5 | 0 | 2977 | Yes |  | Irradiance_2977 |  | 0 | 0 | 0
5 | 5 | 1 | 2978 | Yes |  | Irradiance_2978 |  | 0 | 0 | 0
5 | 5 | 2 | 2979 | Yes |  | Irradiance_2979 |  | 0 | 0 | 0
5 | 5 | 3 | 2980 | Yes |  | Irradiance_2980 |  | 0 | 0 | 0
5 | 5 | 4 | 2981 | Yes |  | Irradiance_2981 |  | 0 | 8.32 | 0.33872
5 | 5 | 5 | 2982 | Yes |  | Irradiance_2982 |  | 0 | 56.046 | 7.3064
5 | 5 | 6 | 2983 | Yes |  | Irradiance_2983 |  | 0 | 143.646 | 19.4651
5 | 5 | 7 | 2984 | Yes |  | Irradiance_2984 |  | 0 | 321.796 | 43.3232
5 | 5 | 8 | 2985 | Yes |  | Irradiance_2985 |  | 0 | 541.584 | 70.4958
5 | 5 | 9 | 2986 | Yes |  | Irradiance_2986 |  | 0 | 751.812 | 93.6048
5 | 5 | 10 | 2987 | Yes |  | Irradiance_2987 |  | 0 | 784.896 | 98.5262
5 | 5 | 11 | 2988 | Yes |  | Irradiance_2988 |  | 0 | 703.321 | 86.975
5 | 5 | 12 | 2989 | Yes |  | Irradiance_2989 |  | 0 | 529.991 | 68.1824
5 | 5 | 13 | 2990 | Yes |  | Irradiance_2990 |  | 0 | 515.049 | 67.196
5 | 5 | 14 | 2991 | Yes |  | Irradiance_2991 |  | 0 | 447.604 | 58.6429
5 | 5 | 15 | 2992 | Yes |  | Irradiance_2992 |  | 0 | 326.803 | 43.1285
5 | 5 | 16 | 2993 | Yes |  | Irradiance_2993 |  | 0 | 187.683 | 24.4346
5 | 5 | 17 | 2994 | Yes |  | Irradiance_2994 |  | 0 | 74.983 | 9.6482
5 | 5 | 18 | 2995 | Yes |  | Irradiance_2995 |  | 0 | 12.957 | 0.96192
5 | 5 | 19 | 2996 | Yes |  | Irradiance_2996 |  | 0 | 0 | 0
5 | 5 | 20 | 2997 | Yes |  | Irradiance_2997 |  | 0 | 0 | 0
5 | 5 | 21 | 2998 | Yes |  | Irradiance_2998 |  | 0 | 0 | 0
5 | 5 | 22 | 2999 | Yes |  | Irradiance_2999 |  | 0 | 0 | 0
5 | 5 | 23 | 3000 | Yes |  | Irradiance_3000 |  | 0 | 0 | 0
5 | 6 | 0 | 3001 | Yes |  | Irradiance_3001 |  | 0 | 0 | 0
5 | 6 | 1 | 3002 | Yes |  | Irradiance_3002 |  | 0 | 0 | 0
5 | 6 | 2 | 3003 | Yes |  | Irradiance_3003 |  | 0 | 0 | 0
5 | 6 | 3 | 3004 | Yes |  | Irradiance_3004 |  | 0 | 0 | 0
5 | 6 | 4 | 3005 | Yes |  | Irradiance_3005 |  | 0 | 13.89 | 1.1826
5 | 6 | 5 | 3006 | Yes |  | Irradiance_3006 |  | 0 | 82.947 | 10.6365
5 | 6 | 6 | 3007 | Yes |  | Irradiance_3007 |  | 0 | 234.216 | 30.2062
5 | 6 | 7 | 3008 | Yes |  | Irradiance_3008 |  | 0 | 419.579 | 53.2339
5 | 6 | 8 | 3009 | Yes |  | Irradiance_3009 |  | 0 | 522.403 | 68.0544
5 | 6 | 9 | 3010 | Yes |  | Irradiance_3010 |  | 0 | 453.254 | 59.6358
5 | 6 | 10 | 3011 | Yes |  | Irradiance_3011 |  | 0 | 510.53 | 66.7307
5 | 6 | 11 | 3012 | Yes |  | Irradiance_3012 |  | 0 | 532.709 | 69.9118
5 | 6 | 12 | 3013 | Yes |  | Irradiance_3013 |  | 0 | 514.264 | 67.1384
5 | 6 | 13 | 3014 | Yes |  | Irradiance_3014 |  | 0 | 517.716 | 67.2547
5 | 6 | 14 | 3015 | Yes |  | Irradiance_3015 |  | 0 | 450.832 | 58.4878
5 | 6 | 15 | 3016 | Yes |  | Irradiance_3016 |  | 0 | 329.277 | 43.2726
5 | 6 | 16 | 3017 | Yes |  | Irradiance_3017 |  | 0 | 167.567 | 21.951
5 | 6 | 17 | 3018 | Yes |  | Irradiance_3018 |  | 0 | 58.069 | 7.2787
5 | 6 | 18 | 3019 | Yes |  | Irradiance_3019 |  | 0 | 7.392 | 0.1608
5 | 6 | 19 | 3020 | Yes |  | Irradiance_3020 |  | 0 | 0 | 0
5 | 6 | 20 | 3021 | Yes |  | Irradiance_3021 |  | 0 | 0 | 0
5 | 6 | 21 | 3022 | Yes |  | Irradiance_3022 |  | 0 | 0 | 0
5 | 6 | 22 | 3023 | Yes |  | Irradiance_3023 |  | 0 | 0 | 0
5 | 6 | 23 | 3024 | Yes |  | Irradiance_3024 |  | 0 | 0 | 0
5 | 7 | 0 | 3025 | Saturday |  | Irradiance_3025 |  | 0 | 0 | 0
5 | 7 | 1 | 3026 | Saturday |  | Irradiance_3026 |  | 0 | 0 | 0
5 | 7 | 2 | 3027 | Saturday |  | Irradiance_3027 |  | 0 | 0 | 0
5 | 7 | 3 | 3028 | Saturday |  | Irradiance_3028 |  | 0 | 0 | 0
5 | 7 | 4 | 3029 | Saturday |  | Irradiance_3029 |  | 0 | 7.393 | 0.1912
5 | 7 | 5 | 3030 | Saturday |  | Irradiance_3030 |  | 0 | 34.3 | 4.0923
5 | 7 | 6 | 3031 | Saturday |  | Irradiance_3031 |  | 0 | 46.392 | 5.7816
5 | 7 | 7 | 3032 | Saturday |  | Irradiance_3032 |  | 0 | 111.193 | 14.8848
5 | 7 | 8 | 3033 | Saturday |  | Irradiance_3033 |  | 0 | 197.653 | 26.7298
5 | 7 | 9 | 3034 | Saturday |  | Irradiance_3034 |  | 0 | 295.215 | 40.0368
5 | 7 | 10 | 3035 | Saturday |  | Irradiance_3035 |  | 0 | 330.018 | 45.052
5 | 7 | 11 | 3036 | Saturday |  | Irradiance_3036 |  | 0 | 341.697 | 46.839
5 | 7 | 12 | 3037 | Saturday |  | Irradiance_3037 |  | 0 | 331.093 | 45.4051
5 | 7 | 13 | 3038 | Saturday |  | Irradiance_3038 |  | 0 | 245.679 | 33.7434
5 | 7 | 14 | 3039 | Saturday |  | Irradiance_3039 |  | 0 | 156.46 | 21.2829
5 | 7 | 15 | 3040 | Saturday |  | Irradiance_3040 |  | 0 | 79.99 | 10.5315
5 | 7 | 16 | 3041 | Saturday |  | Irradiance_3041 |  | 0 | 48.256 | 6.0338
5 | 7 | 17 | 3042 | Saturday |  | Irradiance_3042 |  | 0 | 20.363 | 2.043
5 | 7 | 18 | 3043 | Saturday |  | Irradiance_3043 |  | 0 | 3.692 | 0
5 | 7 | 19 | 3044 | Saturday |  | Irradiance_3044 |  | 0 | 0 | 0
5 | 7 | 20 | 3045 | Saturday |  | Irradiance_3045 |  | 0 | 0 | 0
5 | 7 | 21 | 3046 | Saturday |  | Irradiance_3046 |  | 0 | 0 | 0
5 | 7 | 22 | 3047 | Saturday |  | Irradiance_3047 |  | 0 | 0 | 0
5 | 7 | 23 | 3048 | Saturday |  | Irradiance_3048 |  | 0 | 0 | 0
5 | 8 | 0 | 3049 | Sunday |  | Irradiance_3049 |  | 0 | 0 | 0
5 | 8 | 1 | 3050 | Sunday |  | Irradiance_3050 |  | 0 | 0 | 0
5 | 8 | 2 | 3051 | Sunday |  | Irradiance_3051 |  | 0 | 0 | 0
5 | 8 | 3 | 3052 | Sunday |  | Irradiance_3052 |  | 0 | 0 | 0
5 | 8 | 4 | 3053 | Sunday |  | Irradiance_3053 |  | 0 | 2.768 | 0
5 | 8 | 5 | 3054 | Sunday |  | Irradiance_3054 |  | 0 | 19.435 | 1.8968
5 | 8 | 6 | 3055 | Sunday |  | Irradiance_3055 |  | 0 | 46.393 | 5.748
5 | 8 | 7 | 3056 | Sunday |  | Irradiance_3056 |  | 0 | 78.119 | 10.2344
5 | 8 | 8 | 3057 | Sunday |  | Irradiance_3057 |  | 0 | 106.5 | 14.1621
5 | 8 | 9 | 3058 | Sunday |  | Irradiance_3058 |  | 0 | 129.574 | 17.3
5 | 8 | 10 | 3059 | Sunday |  | Irradiance_3059 |  | 0 | 272.132 | 36.5592
5 | 8 | 11 | 3060 | Sunday |  | Irradiance_3060 |  | 0 | 399.757 | 53.5318
5 | 8 | 12 | 3061 | Sunday |  | Irradiance_3061 |  | 0 | 528.495 | 69.4661
5 | 8 | 13 | 3062 | Sunday |  | Irradiance_3062 |  | 0 | 457.349 | 60.3395
5 | 8 | 14 | 3063 | Sunday |  | Irradiance_3063 |  | 0 | 371.274 | 49.0045
5 | 8 | 15 | 3064 | Sunday |  | Irradiance_3064 |  | 0 | 265.315 | 34.9634
5 | 8 | 16 | 3065 | Sunday |  | Irradiance_3065 |  | 0 | 169.725 | 22.1963
5 | 8 | 17 | 3066 | Sunday |  | Irradiance_3066 |  | 0 | 75.427 | 9.5686
5 | 8 | 18 | 3067 | Sunday |  | Irradiance_3067 |  | 0 | 14.811 | 1.1904
5 | 8 | 19 | 3068 | Sunday |  | Irradiance_3068 |  | 0 | 0 | 0
5 | 8 | 20 | 3069 | Sunday |  | Irradiance_3069 |  | 0 | 0 | 0
5 | 8 | 21 | 3070 | Sunday |  | Irradiance_3070 |  | 0 | 0 | 0
5 | 8 | 22 | 3071 | Sunday |  | Irradiance_3071 |  | 0 | 0 | 0
5 | 8 | 23 | 3072 | Sunday |  | Irradiance_3072 |  | 0 | 0 | 0
5 | 9 | 0 | 3073 | Yes |  | Irradiance_3073 |  | 0 | 0 | 0
5 | 9 | 1 | 3074 | Yes |  | Irradiance_3074 |  | 0 | 0 | 0
5 | 9 | 2 | 3075 | Yes |  | Irradiance_3075 |  | 0 | 0 | 0
5 | 9 | 3 | 3076 | Yes |  | Irradiance_3076 |  | 0 | 0 | 0
5 | 9 | 4 | 3077 | Yes |  | Irradiance_3077 |  | 0 | 10.172 | 0.59936
5 | 9 | 5 | 3078 | Yes |  | Irradiance_3078 |  | 0 | 69.294 | 9.2109
5 | 9 | 6 | 3079 | Yes |  | Irradiance_3079 |  | 0 | 187.733 | 25.5422
5 | 9 | 7 | 3080 | Yes |  | Irradiance_3080 |  | 0 | 348.892 | 47.9787
5 | 9 | 8 | 3081 | Yes |  | Irradiance_3081 |  | 0 | 533.436 | 73.2709
5 | 9 | 9 | 3082 | Yes |  | Irradiance_3082 |  | 0 | 704.912 | 94.7934
5 | 9 | 10 | 3083 | Yes |  | Irradiance_3083 |  | 0 | 766.36 | 102.0576
5 | 9 | 11 | 3084 | Yes |  | Irradiance_3084 |  | 0 | 749.52 | 99.9288
5 | 9 | 12 | 3085 | Yes |  | Irradiance_3085 |  | 0 | 683.969 | 90.9979
5 | 9 | 13 | 3086 | Yes |  | Irradiance_3086 |  | 0 | 521.302 | 70.3147
5 | 9 | 14 | 3087 | Yes |  | Irradiance_3087 |  | 0 | 341.819 | 46.533
5 | 9 | 15 | 3088 | Yes |  | Irradiance_3088 |  | 0 | 183.051 | 24.8934
5 | 9 | 16 | 3089 | Yes |  | Irradiance_3089 |  | 0 | 225.001 | 29.8355
5 | 9 | 17 | 3090 | Yes |  | Irradiance_3090 |  | 0 | 86.669 | 11.2277
5 | 9 | 18 | 3091 | Yes |  | Irradiance_3091 |  | 0 | 15.739 | 1.3848
5 | 9 | 19 | 3092 | Yes |  | Irradiance_3092 |  | 0 | 0 | 0
5 | 9 | 20 | 3093 | Yes |  | Irradiance_3093 |  | 0 | 0 | 0
5 | 9 | 21 | 3094 | Yes |  | Irradiance_3094 |  | 0 | 0 | 0
5 | 9 | 22 | 3095 | Yes |  | Irradiance_3095 |  | 0 | 0 | 0
5 | 9 | 23 | 3096 | Yes |  | Irradiance_3096 |  | 0 | 0 | 0
5 | 10 | 0 | 3097 | Yes |  | Irradiance_3097 |  | 0 | 0 | 0
5 | 10 | 1 | 3098 | Yes |  | Irradiance_3098 |  | 0 | 0 | 0
5 | 10 | 2 | 3099 | Yes |  | Irradiance_3099 |  | 0 | 0 | 0
5 | 10 | 3 | 3100 | Yes |  | Irradiance_3100 |  | 0 | 0 | 0
5 | 10 | 4 | 3101 | Yes |  | Irradiance_3101 |  | 0 | 4.616 | 0
5 | 10 | 5 | 3102 | Yes |  | Irradiance_3102 |  | 0 | 29.648 | 3.4544
5 | 10 | 6 | 3103 | Yes |  | Irradiance_3103 |  | 0 | 78.989 | 10.6131
5 | 10 | 7 | 3104 | Yes |  | Irradiance_3104 |  | 0 | 146.418 | 20.0736
5 | 10 | 8 | 3105 | Yes |  | Irradiance_3105 |  | 0 | 222.52 | 30.5298
5 | 10 | 9 | 3106 | Yes |  | Irradiance_3106 |  | 0 | 310.081 | 41.939
5 | 10 | 10 | 3107 | Yes |  | Irradiance_3107 |  | 0 | 390.476 | 52.999
5 | 10 | 11 | 3108 | Yes |  | Irradiance_3108 |  | 0 | 483.512 | 65.0784
5 | 10 | 12 | 3109 | Yes |  | Irradiance_3109 |  | 0 | 534.762 | 72.4195
5 | 10 | 13 | 3110 | Yes |  | Irradiance_3110 |  | 0 | 417.286 | 57.2682
5 | 10 | 14 | 3111 | Yes |  | Irradiance_3111 |  | 0 | 291.557 | 40.5962
5 | 10 | 15 | 3112 | Yes |  | Irradiance_3112 |  | 0 | 182.837 | 25.3963
5 | 10 | 16 | 3113 | Yes |  | Irradiance_3113 |  | 0 | 145.241 | 20.0418
5 | 10 | 17 | 3114 | Yes |  | Irradiance_3114 |  | 0 | 74.913 | 10.0062
5 | 10 | 18 | 3115 | Yes |  | Irradiance_3115 |  | 0 | 16.667 | 1.552
5 | 10 | 19 | 3116 | Yes |  | Irradiance_3116 |  | 0 | 0 | 0
5 | 10 | 20 | 3117 | Yes |  | Irradiance_3117 |  | 0 | 0 | 0
5 | 10 | 21 | 3118 | Yes |  | Irradiance_3118 |  | 0 | 0 | 0
5 | 10 | 22 | 3119 | Yes |  | Irradiance_3119 |  | 0 | 0 | 0
5 | 10 | 23 | 3120 | Yes |  | Irradiance_3120 |  | 0 | 0 | 0
5 | 11 | 0 | 3121 | Yes |  | Irradiance_3121 |  | 0 | 0 | 0
5 | 11 | 1 | 3122 | Yes |  | Irradiance_3122 |  | 0 | 0 | 0
5 | 11 | 2 | 3123 | Yes |  | Irradiance_3123 |  | 0 | 0 | 0
5 | 11 | 3 | 3124 | Yes |  | Irradiance_3124 |  | 0 | 0 | 0
5 | 11 | 4 | 3125 | Yes |  | Irradiance_3125 |  | 0 | 17.602 | 1.7498
5 | 11 | 5 | 3126 | Yes |  | Irradiance_3126 |  | 0 | 88.189 | 11.6202
5 | 11 | 6 | 3127 | Yes |  | Irradiance_3127 |  | 0 | 190.283 | 25.9843
5 | 11 | 7 | 3128 | Yes |  | Irradiance_3128 |  | 0 | 353.807 | 48.3515
5 | 11 | 8 | 3129 | Yes |  | Irradiance_3129 |  | 0 | 536.857 | 72.2539
5 | 11 | 9 | 3130 | Yes |  | Irradiance_3130 |  | 0 | 706.77 | 94.235
5 | 11 | 10 | 3131 | Yes |  | Irradiance_3131 |  | 0 | 683.627 | 91.3147
5 | 11 | 11 | 3132 | Yes |  | Irradiance_3132 |  | 0 | 557.446 | 75.4192
5 | 11 | 12 | 3133 | Yes |  | Irradiance_3133 |  | 0 | 338.488 | 46.2445
5 | 11 | 13 | 3134 | Yes |  | Irradiance_3134 |  | 0 | 316.231 | 42.8765
5 | 11 | 14 | 3135 | Yes |  | Irradiance_3135 |  | 0 | 251.853 | 33.9707
5 | 11 | 15 | 3136 | Yes |  | Irradiance_3136 |  | 0 | 182.962 | 24.5134
5 | 11 | 16 | 3137 | Yes |  | Irradiance_3137 |  | 0 | 112.551 | 14.8053
5 | 11 | 17 | 3138 | Yes |  | Irradiance_3138 |  | 0 | 50.12 | 6.2005
5 | 11 | 18 | 3139 | Yes |  | Irradiance_3139 |  | 0 | 10.169 | 0.56672
5 | 11 | 19 | 3140 | Yes |  | Irradiance_3140 |  | 0 | 0 | 0
5 | 11 | 20 | 3141 | Yes |  | Irradiance_3141 |  | 0 | 0 | 0
5 | 11 | 21 | 3142 | Yes |  | Irradiance_3142 |  | 0 | 0 | 0
5 | 11 | 22 | 3143 | Yes |  | Irradiance_3143 |  | 0 | 0 | 0
5 | 11 | 23 | 3144 | Yes |  | Irradiance_3144 |  | 0 | 0 | 0
5 | 12 | 0 | 3145 | Yes |  | Irradiance_3145 |  | 0 | 0 | 0
5 | 12 | 1 | 3146 | Yes |  | Irradiance_3146 |  | 0 | 0 | 0
5 | 12 | 2 | 3147 | Yes |  | Irradiance_3147 |  | 0 | 0 | 0
5 | 12 | 3 | 3148 | Yes |  | Irradiance_3148 |  | 0 | 0 | 0
5 | 12 | 4 | 3149 | Yes |  | Irradiance_3149 |  | 0 | 10.17 | 0.61264
5 | 12 | 5 | 3150 | Yes |  | Irradiance_3150 |  | 0 | 60.701 | 8.043
5 | 12 | 6 | 3151 | Yes |  | Irradiance_3151 |  | 0 | 157.538 | 21.8069
5 | 12 | 7 | 3152 | Yes |  | Irradiance_3152 |  | 0 | 291.064 | 40.3403
5 | 12 | 8 | 3153 | Yes |  | Irradiance_3153 |  | 0 | 447.116 | 61.5336
5 | 12 | 9 | 3154 | Yes |  | Irradiance_3154 |  | 0 | 605.453 | 81.6578
5 | 12 | 10 | 3155 | Yes |  | Irradiance_3155 |  | 0 | 719.695 | 95.0621
5 | 12 | 11 | 3156 | Yes |  | Irradiance_3156 |  | 0 | 788.561 | 104.3462
5 | 12 | 12 | 3157 | Yes |  | Irradiance_3157 |  | 0 | 805.066 | 105.9792
5 | 12 | 13 | 3158 | Yes |  | Irradiance_3158 |  | 0 | 772.171 | 100.305
5 | 12 | 14 | 3159 | Yes |  | Irradiance_3159 |  | 0 | 670.597 | 87.3488
5 | 12 | 15 | 3160 | Yes |  | Irradiance_3160 |  | 0 | 467.197 | 61.1256
5 | 12 | 16 | 3161 | Yes |  | Irradiance_3161 |  | 0 | 260.792 | 33.761
5 | 12 | 17 | 3162 | Yes |  | Irradiance_3162 |  | 0 | 98.301 | 12.5202
5 | 12 | 18 | 3163 | Yes |  | Irradiance_3163 |  | 0 | 18.524 | 1.78
5 | 12 | 19 | 3164 | Yes |  | Irradiance_3164 |  | 0 | 0.953 | 0
5 | 12 | 20 | 3165 | Yes |  | Irradiance_3165 |  | 0 | 0 | 0
5 | 12 | 21 | 3166 | Yes |  | Irradiance_3166 |  | 0 | 0 | 0
5 | 12 | 22 | 3167 | Yes |  | Irradiance_3167 |  | 0 | 0 | 0
5 | 12 | 23 | 3168 | Yes |  | Irradiance_3168 |  | 0 | 0 | 0
5 | 13 | 0 | 3169 | Yes |  | Irradiance_3169 |  | 0 | 0 | 0
5 | 13 | 1 | 3170 | Yes |  | Irradiance_3170 |  | 0 | 0 | 0
5 | 13 | 2 | 3171 | Yes |  | Irradiance_3171 |  | 0 | 0 | 0
5 | 13 | 3 | 3172 | Yes |  | Irradiance_3172 |  | 0 | 0 | 0
5 | 13 | 4 | 3173 | Yes |  | Irradiance_3173 |  | 0 | 6.466 | 0.0424
5 | 13 | 5 | 3174 | Yes |  | Irradiance_3174 |  | 0 | 39.881 | 4.839
5 | 13 | 6 | 3175 | Yes |  | Irradiance_3175 |  | 0 | 109.635 | 14.6235
5 | 13 | 7 | 3176 | Yes |  | Irradiance_3176 |  | 0 | 180.788 | 24.4499
5 | 13 | 8 | 3177 | Yes |  | Irradiance_3177 |  | 0 | 247.707 | 33.577
5 | 13 | 9 | 3178 | Yes |  | Irradiance_3178 |  | 0 | 314.504 | 42.3678
5 | 13 | 10 | 3179 | Yes |  | Irradiance_3179 |  | 0 | 337.73 | 45.353
5 | 13 | 11 | 3180 | Yes |  | Irradiance_3180 |  | 0 | 350.743 | 46.6355
5 | 13 | 12 | 3181 | Yes |  | Irradiance_3181 |  | 0 | 338.437 | 45.8811
5 | 13 | 13 | 3182 | Yes |  | Irradiance_3182 |  | 0 | 304.214 | 40.3368
5 | 13 | 14 | 3183 | Yes |  | Irradiance_3183 |  | 0 | 251.344 | 33.4323
5 | 13 | 15 | 3184 | Yes |  | Irradiance_3184 |  | 0 | 184.975 | 24.4706
5 | 13 | 16 | 3185 | Yes |  | Irradiance_3185 |  | 0 | 204.783 | 26.4846
5 | 13 | 17 | 3186 | Yes |  | Irradiance_3186 |  | 0 | 105.106 | 13.2888
5 | 13 | 18 | 3187 | Yes |  | Irradiance_3187 |  | 0 | 25.041 | 2.6296
5 | 13 | 19 | 3188 | Yes |  | Irradiance_3188 |  | 0 | 0.953 | 0
5 | 13 | 20 | 3189 | Yes |  | Irradiance_3189 |  | 0 | 0 | 0
5 | 13 | 21 | 3190 | Yes |  | Irradiance_3190 |  | 0 | 0 | 0
5 | 13 | 22 | 3191 | Yes |  | Irradiance_3191 |  | 0 | 0 | 0
5 | 13 | 23 | 3192 | Yes |  | Irradiance_3192 |  | 0 | 0 | 0
5 | 14 | 0 | 3193 | Saturday |  | Irradiance_3193 |  | 0 | 0 | 0
5 | 14 | 1 | 3194 | Saturday |  | Irradiance_3194 |  | 0 | 0 | 0
5 | 14 | 2 | 3195 | Saturday |  | Irradiance_3195 |  | 0 | 0 | 0
5 | 14 | 3 | 3196 | Saturday |  | Irradiance_3196 |  | 0 | 0.953 | 0
5 | 14 | 4 | 3197 | Saturday |  | Irradiance_3197 |  | 0 | 22.253 | 2.3478
5 | 14 | 5 | 3198 | Saturday |  | Irradiance_3198 |  | 0 | 97.206 | 11.8968
5 | 14 | 6 | 3199 | Saturday |  | Irradiance_3199 |  | 0 | 250.254 | 32.0467
5 | 14 | 7 | 3200 | Saturday |  | Irradiance_3200 |  | 0 | 445.038 | 57.4595
5 | 14 | 8 | 3201 | Saturday |  | Irradiance_3201 |  | 0 | 629.655 | 78.7981
5 | 14 | 9 | 3202 | Saturday |  | Irradiance_3202 |  | 0 | 777.085 | 94.8616
5 | 14 | 10 | 3203 | Saturday |  | Irradiance_3203 |  | 0 | 875.994 | 106.9808
5 | 14 | 11 | 3204 | Saturday |  | Irradiance_3204 |  | 0 | 913.769 | 112.0168
5 | 14 | 12 | 3205 | Saturday |  | Irradiance_3205 |  | 0 | 883.103 | 108.2024
5 | 14 | 13 | 3206 | Saturday |  | Irradiance_3206 |  | 0 | 788.43 | 98.3154
5 | 14 | 14 | 3207 | Saturday |  | Irradiance_3207 |  | 0 | 634.168 | 80.1077
5 | 14 | 15 | 3208 | Saturday |  | Irradiance_3208 |  | 0 | 448.253 | 57.0464
5 | 14 | 16 | 3209 | Saturday |  | Irradiance_3209 |  | 0 | 255.981 | 32.1536
5 | 14 | 17 | 3210 | Saturday |  | Irradiance_3210 |  | 0 | 105.184 | 12.9856
5 | 14 | 18 | 3211 | Saturday |  | Irradiance_3211 |  | 0 | 25.038 | 2.627
5 | 14 | 19 | 3212 | Saturday |  | Irradiance_3212 |  | 0 | 0.953 | 0
5 | 14 | 20 | 3213 | Saturday |  | Irradiance_3213 |  | 0 | 0 | 0
5 | 14 | 21 | 3214 | Saturday |  | Irradiance_3214 |  | 0 | 0 | 0
5 | 14 | 22 | 3215 | Saturday |  | Irradiance_3215 |  | 0 | 0 | 0
5 | 14 | 23 | 3216 | Saturday |  | Irradiance_3216 |  | 0 | 0 | 0
5 | 15 | 0 | 3217 | Sunday |  | Irradiance_3217 |  | 0 | 0 | 0
5 | 15 | 1 | 3218 | Sunday |  | Irradiance_3218 |  | 0 | 0 | 0
5 | 15 | 2 | 3219 | Sunday |  | Irradiance_3219 |  | 0 | 0 | 0
5 | 15 | 3 | 3220 | Sunday |  | Irradiance_3220 |  | 0 | 0.953 | 0
5 | 15 | 4 | 3221 | Sunday |  | Irradiance_3221 |  | 0 | 24.082 | 2.6413
5 | 15 | 5 | 3222 | Sunday |  | Irradiance_3222 |  | 0 | 101.507 | 12.6219
5 | 15 | 6 | 3223 | Sunday |  | Irradiance_3223 |  | 0 | 258.785 | 33.1211
5 | 15 | 7 | 3224 | Sunday |  | Irradiance_3224 |  | 0 | 464.277 | 60.3654
5 | 15 | 8 | 3225 | Sunday |  | Irradiance_3225 |  | 0 | 667.449 | 86.0638
5 | 15 | 9 | 3226 | Sunday |  | Irradiance_3226 |  | 0 | 833.453 | 105.0021
5 | 15 | 10 | 3227 | Sunday |  | Irradiance_3227 |  | 0 | 940.136 | 116.616
5 | 15 | 11 | 3228 | Sunday |  | Irradiance_3228 |  | 0 | 972.83 | 120.139
5 | 15 | 12 | 3229 | Sunday |  | Irradiance_3229 |  | 0 | 930.83 | 114.7168
5 | 15 | 13 | 3230 | Sunday |  | Irradiance_3230 |  | 0 | 836.831 | 104.2605
5 | 15 | 14 | 3231 | Sunday |  | Irradiance_3231 |  | 0 | 680.382 | 84.8157
5 | 15 | 15 | 3232 | Sunday |  | Irradiance_3232 |  | 0 | 479.909 | 60.4614
5 | 15 | 16 | 3233 | Sunday |  | Irradiance_3233 |  | 0 | 273.332 | 34.033
5 | 15 | 17 | 3234 | Sunday |  | Irradiance_3234 |  | 0 | 112.076 | 13.6842
5 | 15 | 18 | 3235 | Sunday |  | Irradiance_3235 |  | 0 | 27.672 | 3.0162
5 | 15 | 19 | 3236 | Sunday |  | Irradiance_3236 |  | 0 | 0.953 | 0
5 | 15 | 20 | 3237 | Sunday |  | Irradiance_3237 |  | 0 | 0 | 0
5 | 15 | 21 | 3238 | Sunday |  | Irradiance_3238 |  | 0 | 0 | 0
5 | 15 | 22 | 3239 | Sunday |  | Irradiance_3239 |  | 0 | 0 | 0
5 | 15 | 23 | 3240 | Sunday |  | Irradiance_3240 |  | 0 | 0 | 0
5 | 16 | 0 | 3241 | Yes |  | Irradiance_3241 |  | 0 | 0 | 0
5 | 16 | 1 | 3242 | Yes |  | Irradiance_3242 |  | 0 | 0 | 0
5 | 16 | 2 | 3243 | Yes |  | Irradiance_3243 |  | 0 | 0 | 0
5 | 16 | 3 | 3244 | Yes |  | Irradiance_3244 |  | 0 | 0.953 | 0
5 | 16 | 4 | 3245 | Yes |  | Irradiance_3245 |  | 0 | 24.976 | 2.8211
5 | 16 | 5 | 3246 | Yes |  | Irradiance_3246 |  | 0 | 103.017 | 12.8509
5 | 16 | 6 | 3247 | Yes |  | Irradiance_3247 |  | 0 | 261.873 | 33.1314
5 | 16 | 7 | 3248 | Yes |  | Irradiance_3248 |  | 0 | 467.645 | 59.8621
5 | 16 | 8 | 3249 | Yes |  | Irradiance_3249 |  | 0 | 670.797 | 84.848
5 | 16 | 9 | 3250 | Yes |  | Irradiance_3250 |  | 0 | 838.344 | 103.9826
5 | 16 | 10 | 3251 | Yes |  | Irradiance_3251 |  | 0 | 943.861 | 113.7322
5 | 16 | 11 | 3252 | Yes |  | Irradiance_3252 |  | 0 | 981.383 | 118.6714
5 | 16 | 12 | 3253 | Yes |  | Irradiance_3253 |  | 0 | 948.754 | 114.4597
5 | 16 | 13 | 3254 | Yes |  | Irradiance_3254 |  | 0 | 849.979 | 103.7464
5 | 16 | 14 | 3255 | Yes |  | Irradiance_3255 |  | 0 | 687.831 | 85.4662
5 | 16 | 15 | 3256 | Yes |  | Irradiance_3256 |  | 0 | 483.799 | 60.6914
5 | 16 | 16 | 3257 | Yes |  | Irradiance_3257 |  | 0 | 276.574 | 34.1184
5 | 16 | 17 | 3258 | Yes |  | Irradiance_3258 |  | 0 | 114.803 | 13.8869
5 | 16 | 18 | 3259 | Yes |  | Irradiance_3259 |  | 0 | 29.387 | 3.2165
5 | 16 | 19 | 3260 | Yes |  | Irradiance_3260 |  | 0 | 0.953 | 0
5 | 16 | 20 | 3261 | Yes |  | Irradiance_3261 |  | 0 | 0 | 0
5 | 16 | 21 | 3262 | Yes |  | Irradiance_3262 |  | 0 | 0 | 0
5 | 16 | 22 | 3263 | Yes |  | Irradiance_3263 |  | 0 | 0 | 0
5 | 16 | 23 | 3264 | Yes |  | Irradiance_3264 |  | 0 | 0 | 0
5 | 17 | 0 | 3265 | Yes |  | Irradiance_3265 |  | 0 | 0 | 0
5 | 17 | 1 | 3266 | Yes |  | Irradiance_3266 |  | 0 | 0 | 0
5 | 17 | 2 | 3267 | Yes |  | Irradiance_3267 |  | 0 | 0 | 0
5 | 17 | 3 | 3268 | Yes |  | Irradiance_3268 |  | 0 | 0.953 | 0
5 | 17 | 4 | 3269 | Yes |  | Irradiance_3269 |  | 0 | 25.867 | 2.879
5 | 17 | 5 | 3270 | Yes |  | Irradiance_3270 |  | 0 | 100.35 | 13.0226
5 | 17 | 6 | 3271 | Yes |  | Irradiance_3271 |  | 0 | 201.706 | 27.2765
5 | 17 | 7 | 3272 | Yes |  | Irradiance_3272 |  | 0 | 320.045 | 43.4168
5 | 17 | 8 | 3273 | Yes |  | Irradiance_3273 |  | 0 | 424.619 | 57.1771
5 | 17 | 9 | 3274 | Yes |  | Irradiance_3274 |  | 0 | 483.617 | 65.2312
5 | 17 | 10 | 3275 | Yes |  | Irradiance_3275 |  | 0 | 528.042 | 70.7693
5 | 17 | 11 | 3276 | Yes |  | Irradiance_3276 |  | 0 | 548.141 | 73.0301
5 | 17 | 12 | 3277 | Yes |  | Irradiance_3277 |  | 0 | 529.806 | 71.047
5 | 17 | 13 | 3278 | Yes |  | Irradiance_3278 |  | 0 | 488.373 | 65.9773
5 | 17 | 14 | 3279 | Yes |  | Irradiance_3279 |  | 0 | 399.961 | 54.0704
5 | 17 | 15 | 3280 | Yes |  | Irradiance_3280 |  | 0 | 284.735 | 38.647
5 | 17 | 16 | 3281 | Yes |  | Irradiance_3281 |  | 0 | 201.253 | 26.9573
5 | 17 | 17 | 3282 | Yes |  | Irradiance_3282 |  | 0 | 99.189 | 12.9776
5 | 17 | 18 | 3283 | Yes |  | Irradiance_3283 |  | 0 | 26.896 | 2.9877
5 | 17 | 19 | 3284 | Yes |  | Irradiance_3284 |  | 0 | 1.906 | 0
5 | 17 | 20 | 3285 | Yes |  | Irradiance_3285 |  | 0 | 0 | 0
5 | 17 | 21 | 3286 | Yes |  | Irradiance_3286 |  | 0 | 0 | 0
5 | 17 | 22 | 3287 | Yes |  | Irradiance_3287 |  | 0 | 0 | 0
5 | 17 | 23 | 3288 | Yes |  | Irradiance_3288 |  | 0 | 0 | 0
5 | 18 | 0 | 3289 | Yes |  | Irradiance_3289 |  | 0 | 0 | 0
5 | 18 | 1 | 3290 | Yes |  | Irradiance_3290 |  | 0 | 0 | 0
5 | 18 | 2 | 3291 | Yes |  | Irradiance_3291 |  | 0 | 0 | 0
5 | 18 | 3 | 3292 | Yes |  | Irradiance_3292 |  | 0 | 0.953 | 0
5 | 18 | 4 | 3293 | Yes |  | Irradiance_3293 |  | 0 | 12.022 | 0.88016
5 | 18 | 5 | 3294 | Yes |  | Irradiance_3294 |  | 0 | 53.744 | 6.9571
5 | 18 | 6 | 3295 | Yes |  | Irradiance_3295 |  | 0 | 116.063 | 15.9597
5 | 18 | 7 | 3296 | Yes |  | Irradiance_3296 |  | 0 | 187.272 | 26.0142
5 | 18 | 8 | 3297 | Yes |  | Irradiance_3297 |  | 0 | 254.195 | 35.2685
5 | 18 | 9 | 3298 | Yes |  | Irradiance_3298 |  | 0 | 320.935 | 44.1022
5 | 18 | 10 | 3299 | Yes |  | Irradiance_3299 |  | 0 | 342.86 | 47.008
5 | 18 | 11 | 3300 | Yes |  | Irradiance_3300 |  | 0 | 355.548 | 48.6989
5 | 18 | 12 | 3301 | Yes |  | Irradiance_3301 |  | 0 | 343.942 | 46.9203
5 | 18 | 13 | 3302 | Yes |  | Irradiance_3302 |  | 0 | 310.335 | 42.2539
5 | 18 | 14 | 3303 | Yes |  | Irradiance_3303 |  | 0 | 259.092 | 35.1886
5 | 18 | 15 | 3304 | Yes |  | Irradiance_3304 |  | 0 | 191.864 | 25.9101
5 | 18 | 16 | 3305 | Yes |  | Irradiance_3305 |  | 0 | 174.376 | 23.2381
5 | 18 | 17 | 3306 | Yes |  | Irradiance_3306 |  | 0 | 97.441 | 12.6445
5 | 18 | 18 | 3307 | Yes |  | Irradiance_3307 |  | 0 | 28.685 | 3.2002
5 | 18 | 19 | 3308 | Yes |  | Irradiance_3308 |  | 0 | 1.906 | 0
5 | 18 | 20 | 3309 | Yes |  | Irradiance_3309 |  | 0 | 0 | 0
5 | 18 | 21 | 3310 | Yes |  | Irradiance_3310 |  | 0 | 0 | 0
5 | 18 | 22 | 3311 | Yes |  | Irradiance_3311 |  | 0 | 0 | 0
5 | 18 | 23 | 3312 | Yes |  | Irradiance_3312 |  | 0 | 0 | 0
5 | 19 | 0 | 3313 | Yes |  | Irradiance_3313 |  | 0 | 0 | 0
5 | 19 | 1 | 3314 | Yes |  | Irradiance_3314 |  | 0 | 0 | 0
5 | 19 | 2 | 3315 | Yes |  | Irradiance_3315 |  | 0 | 0 | 0
5 | 19 | 3 | 3316 | Yes |  | Irradiance_3316 |  | 0 | 0.953 | 0
5 | 19 | 4 | 3317 | Yes |  | Irradiance_3317 |  | 0 | 27.64 | 3.1469
5 | 19 | 5 | 3318 | Yes |  | Irradiance_3318 |  | 0 | 94.284 | 12.5272
5 | 19 | 6 | 3319 | Yes |  | Irradiance_3319 |  | 0 | 116.977 | 15.8629
5 | 19 | 7 | 3320 | Yes |  | Irradiance_3320 |  | 0 | 328.417 | 43.6989
5 | 19 | 8 | 3321 | Yes |  | Irradiance_3321 |  | 0 | 582.975 | 75.5323
5 | 19 | 9 | 3322 | Yes |  | Irradiance_3322 |  | 0 | 811.359 | 100.7382
5 | 19 | 10 | 3323 | Yes |  | Irradiance_3323 |  | 0 | 912.367 | 111.4829
5 | 19 | 11 | 3324 | Yes |  | Irradiance_3324 |  | 0 | 933.085 | 113.6803
5 | 19 | 12 | 3325 | Yes |  | Irradiance_3325 |  | 0 | 885.246 | 108.2565
5 | 19 | 13 | 3326 | Yes |  | Irradiance_3326 |  | 0 | 786.393 | 95.6184
5 | 19 | 14 | 3327 | Yes |  | Irradiance_3327 |  | 0 | 640.84 | 77.6778
5 | 19 | 15 | 3328 | Yes |  | Irradiance_3328 |  | 0 | 456.759 | 56.4526
5 | 19 | 16 | 3329 | Yes |  | Irradiance_3329 |  | 0 | 266.649 | 32.9746
5 | 19 | 17 | 3330 | Yes |  | Irradiance_3330 |  | 0 | 114.684 | 14.0064
5 | 19 | 18 | 3331 | Yes |  | Irradiance_3331 |  | 0 | 31.229 | 3.4688
5 | 19 | 19 | 3332 | Yes |  | Irradiance_3332 |  | 0 | 1.906 | 0
5 | 19 | 20 | 3333 | Yes |  | Irradiance_3333 |  | 0 | 0 | 0
5 | 19 | 21 | 3334 | Yes |  | Irradiance_3334 |  | 0 | 0 | 0
5 | 19 | 22 | 3335 | Yes |  | Irradiance_3335 |  | 0 | 0 | 0
5 | 19 | 23 | 3336 | Yes |  | Irradiance_3336 |  | 0 | 0 | 0
5 | 20 | 0 | 3337 | Yes |  | Irradiance_3337 |  | 0 | 0 | 0
5 | 20 | 1 | 3338 | Yes |  | Irradiance_3338 |  | 0 | 0 | 0
5 | 20 | 2 | 3339 | Yes |  | Irradiance_3339 |  | 0 | 0 | 0
5 | 20 | 3 | 3340 | Yes |  | Irradiance_3340 |  | 0 | 1.906 | 0
5 | 20 | 4 | 3341 | Yes |  | Irradiance_3341 |  | 0 | 29.344 | 3.4018
5 | 20 | 5 | 3342 | Yes |  | Irradiance_3342 |  | 0 | 108.286 | 13.0898
5 | 20 | 6 | 3343 | Yes |  | Irradiance_3343 |  | 0 | 268.452 | 33.2355
5 | 20 | 7 | 3344 | Yes |  | Irradiance_3344 |  | 0 | 471.096 | 57.1822
5 | 20 | 8 | 3345 | Yes |  | Irradiance_3345 |  | 0 | 664.431 | 80.7165
5 | 20 | 9 | 3346 | Yes |  | Irradiance_3346 |  | 0 | 821.529 | 97.2152
5 | 20 | 10 | 3347 | Yes |  | Irradiance_3347 |  | 0 | 924.193 | 107.1746
5 | 20 | 11 | 3348 | Yes |  | Irradiance_3348 |  | 0 | 963.436 | 110.5334
5 | 20 | 12 | 3349 | Yes |  | Irradiance_3349 |  | 0 | 930.071 | 106.9254
5 | 20 | 13 | 3350 | Yes |  | Irradiance_3350 |  | 0 | 832.233 | 99.5336
5 | 20 | 14 | 3351 | Yes |  | Irradiance_3351 |  | 0 | 674.945 | 80.1053
5 | 20 | 15 | 3352 | Yes |  | Irradiance_3352 |  | 0 | 479.26 | 57.6168
5 | 20 | 16 | 3353 | Yes |  | Irradiance_3353 |  | 0 | 275.817 | 33.2374
5 | 20 | 17 | 3354 | Yes |  | Irradiance_3354 |  | 0 | 116.443 | 13.7285
5 | 20 | 18 | 3355 | Yes |  | Irradiance_3355 |  | 0 | 32.931 | 3.6306
5 | 20 | 19 | 3356 | Yes |  | Irradiance_3356 |  | 0 | 1.906 | 0
5 | 20 | 20 | 3357 | Yes |  | Irradiance_3357 |  | 0 | 0 | 0
5 | 20 | 21 | 3358 | Yes |  | Irradiance_3358 |  | 0 | 0 | 0
5 | 20 | 22 | 3359 | Yes |  | Irradiance_3359 |  | 0 | 0 | 0
5 | 20 | 23 | 3360 | Yes |  | Irradiance_3360 |  | 0 | 0 | 0
5 | 21 | 0 | 3361 | Saturday |  | Irradiance_3361 |  | 0 | 0 | 0
5 | 21 | 1 | 3362 | Saturday |  | Irradiance_3362 |  | 0 | 0 | 0
5 | 21 | 2 | 3363 | Saturday |  | Irradiance_3363 |  | 0 | 0 | 0
5 | 21 | 3 | 3364 | Saturday |  | Irradiance_3364 |  | 0 | 1.906 | 0
5 | 21 | 4 | 3365 | Saturday |  | Irradiance_3365 |  | 0 | 30.221 | 3.4941
5 | 21 | 5 | 3366 | Saturday |  | Irradiance_3366 |  | 0 | 109.762 | 13.4523
5 | 21 | 6 | 3367 | Saturday |  | Irradiance_3367 |  | 0 | 264.702 | 32.6323
5 | 21 | 7 | 3368 | Saturday |  | Irradiance_3368 |  | 0 | 457.152 | 55.4634
5 | 21 | 8 | 3369 | Saturday |  | Irradiance_3369 |  | 0 | 638.758 | 77.384
5 | 21 | 9 | 3370 | Saturday |  | Irradiance_3370 |  | 0 | 769.131 | 92.6365
5 | 21 | 10 | 3371 | Saturday |  | Irradiance_3371 |  | 0 | 832.703 | 99.4168
5 | 21 | 11 | 3372 | Saturday |  | Irradiance_3372 |  | 0 | 806.748 | 95.5976
5 | 21 | 12 | 3373 | Saturday |  | Irradiance_3373 |  | 0 | 694.606 | 83.8222
5 | 21 | 13 | 3374 | Saturday |  | Irradiance_3374 |  | 0 | 655.241 | 80.0498
5 | 21 | 14 | 3375 | Saturday |  | Irradiance_3375 |  | 0 | 559.807 | 68.3398
5 | 21 | 15 | 3376 | Saturday |  | Irradiance_3376 |  | 0 | 419.533 | 52.0942
5 | 21 | 16 | 3377 | Saturday |  | Irradiance_3377 |  | 0 | 240.643 | 29.8864
5 | 21 | 17 | 3378 | Saturday |  | Irradiance_3378 |  | 0 | 103.727 | 12.6218
5 | 21 | 18 | 3379 | Saturday |  | Irradiance_3379 |  | 0 | 27.819 | 2.9198
5 | 21 | 19 | 3380 | Saturday |  | Irradiance_3380 |  | 0 | 2.859 | 0
5 | 21 | 20 | 3381 | Saturday |  | Irradiance_3381 |  | 0 | 0 | 0
5 | 21 | 21 | 3382 | Saturday |  | Irradiance_3382 |  | 0 | 0 | 0
5 | 21 | 22 | 3383 | Saturday |  | Irradiance_3383 |  | 0 | 0 | 0
5 | 21 | 23 | 3384 | Saturday |  | Irradiance_3384 |  | 0 | 0 | 0
5 | 22 | 0 | 3385 | Sunday |  | Irradiance_3385 |  | 0 | 0 | 0
5 | 22 | 1 | 3386 | Sunday |  | Irradiance_3386 |  | 0 | 0 | 0
5 | 22 | 2 | 3387 | Sunday |  | Irradiance_3387 |  | 0 | 0 | 0
5 | 22 | 3 | 3388 | Sunday |  | Irradiance_3388 |  | 0 | 1.906 | 0
5 | 22 | 4 | 3389 | Sunday |  | Irradiance_3389 |  | 0 | 27.794 | 3.1152
5 | 22 | 5 | 3390 | Sunday |  | Irradiance_3390 |  | 0 | 103.04 | 12.8258
5 | 22 | 6 | 3391 | Sunday |  | Irradiance_3391 |  | 0 | 236.856 | 29.941
5 | 22 | 7 | 3392 | Sunday |  | Irradiance_3392 |  | 0 | 393.21 | 49.3696
5 | 22 | 8 | 3393 | Sunday |  | Irradiance_3393 |  | 0 | 524.409 | 65.5011
5 | 22 | 9 | 3394 | Sunday |  | Irradiance_3394 |  | 0 | 600.352 | 74.017
5 | 22 | 10 | 3395 | Sunday |  | Irradiance_3395 |  | 0 | 773.691 | 93.8826
5 | 22 | 11 | 3396 | Sunday |  | Irradiance_3396 |  | 0 | 864.457 | 104.5309
5 | 22 | 12 | 3397 | Sunday |  | Irradiance_3397 |  | 0 | 886.666 | 106.4429
5 | 22 | 13 | 3398 | Sunday |  | Irradiance_3398 |  | 0 | 794.142 | 96.0811
5 | 22 | 14 | 3399 | Sunday |  | Irradiance_3399 |  | 0 | 646.615 | 79.2232
5 | 22 | 15 | 3400 | Sunday |  | Irradiance_3400 |  | 0 | 463.294 | 57.9029
5 | 22 | 16 | 3401 | Sunday |  | Irradiance_3401 |  | 0 | 276.581 | 33.8306
5 | 22 | 17 | 3402 | Sunday |  | Irradiance_3402 |  | 0 | 122.954 | 14.6694
5 | 22 | 18 | 3403 | Sunday |  | Irradiance_3403 |  | 0 | 36.302 | 4.075
5 | 22 | 19 | 3404 | Sunday |  | Irradiance_3404 |  | 0 | 2.859 | 0
5 | 22 | 20 | 3405 | Sunday |  | Irradiance_3405 |  | 0 | 0 | 0
5 | 22 | 21 | 3406 | Sunday |  | Irradiance_3406 |  | 0 | 0 | 0
5 | 22 | 22 | 3407 | Sunday |  | Irradiance_3407 |  | 0 | 0 | 0
5 | 22 | 23 | 3408 | Sunday |  | Irradiance_3408 |  | 0 | 0 | 0
5 | 23 | 0 | 3409 | Yes |  | Irradiance_3409 |  | 0 | 0 | 0
5 | 23 | 1 | 3410 | Yes |  | Irradiance_3410 |  | 0 | 0 | 0
5 | 23 | 2 | 3411 | Yes |  | Irradiance_3411 |  | 0 | 0 | 0
5 | 23 | 3 | 3412 | Yes |  | Irradiance_3412 |  | 0 | 1.906 | 0
5 | 23 | 4 | 3413 | Yes |  | Irradiance_3413 |  | 0 | 31.965 | 3.6851
5 | 23 | 5 | 3414 | Yes |  | Irradiance_3414 |  | 0 | 114.004 | 13.9925
5 | 23 | 6 | 3415 | Yes |  | Irradiance_3415 |  | 0 | 274.47 | 35.1784
5 | 23 | 7 | 3416 | Yes |  | Irradiance_3416 |  | 0 | 477.563 | 62.5051
5 | 23 | 8 | 3417 | Yes |  | Irradiance_3417 |  | 0 | 679.472 | 88.5408
5 | 23 | 9 | 3418 | Yes |  | Irradiance_3418 |  | 0 | 845.506 | 108.0854
5 | 23 | 10 | 3419 | Yes |  | Irradiance_3419 |  | 0 | 947.472 | 120.1446
5 | 23 | 11 | 3420 | Yes |  | Irradiance_3420 |  | 0 | 986.003 | 124.5843
5 | 23 | 12 | 3421 | Yes |  | Irradiance_3421 |  | 0 | 954.789 | 120.8757
5 | 23 | 13 | 3422 | Yes |  | Irradiance_3422 |  | 0 | 857.968 | 109.4358
5 | 23 | 14 | 3423 | Yes |  | Irradiance_3423 |  | 0 | 696.874 | 89.6928
5 | 23 | 15 | 3424 | Yes |  | Irradiance_3424 |  | 0 | 496.859 | 63.5811
5 | 23 | 16 | 3425 | Yes |  | Irradiance_3425 |  | 0 | 291.828 | 36.7235
5 | 23 | 17 | 3426 | Yes |  | Irradiance_3426 |  | 0 | 128.017 | 15.7128
5 | 23 | 18 | 3427 | Yes |  | Irradiance_3427 |  | 0 | 38.762 | 4.5664
5 | 23 | 19 | 3428 | Yes |  | Irradiance_3428 |  | 0 | 2.859 | 0
5 | 23 | 20 | 3429 | Yes |  | Irradiance_3429 |  | 0 | 0 | 0
5 | 23 | 21 | 3430 | Yes |  | Irradiance_3430 |  | 0 | 0 | 0
5 | 23 | 22 | 3431 | Yes |  | Irradiance_3431 |  | 0 | 0 | 0
5 | 23 | 23 | 3432 | Yes |  | Irradiance_3432 |  | 0 | 0 | 0
5 | 24 | 0 | 3433 | Yes |  | Irradiance_3433 |  | 0 | 0 | 0
5 | 24 | 1 | 3434 | Yes |  | Irradiance_3434 |  | 0 | 0 | 0
5 | 24 | 2 | 3435 | Yes |  | Irradiance_3435 |  | 0 | 0 | 0
5 | 24 | 3 | 3436 | Yes |  | Irradiance_3436 |  | 0 | 1.906 | 0
5 | 24 | 4 | 3437 | Yes |  | Irradiance_3437 |  | 0 | 32.021 | 3.7957
5 | 24 | 5 | 3438 | Yes |  | Irradiance_3438 |  | 0 | 112.703 | 14.4318
5 | 24 | 6 | 3439 | Yes |  | Irradiance_3439 |  | 0 | 261.724 | 34.0814
5 | 24 | 7 | 3440 | Yes |  | Irradiance_3440 |  | 0 | 471.716 | 62.1586
5 | 24 | 8 | 3441 | Yes |  | Irradiance_3441 |  | 0 | 682.854 | 89.4858
5 | 24 | 9 | 3442 | Yes |  | Irradiance_3442 |  | 0 | 848.245 | 110.2982
5 | 24 | 10 | 3443 | Yes |  | Irradiance_3443 |  | 0 | 956.936 | 122.9222
5 | 24 | 11 | 3444 | Yes |  | Irradiance_3444 |  | 0 | 994.698 | 126.9798
5 | 24 | 12 | 3445 | Yes |  | Irradiance_3445 |  | 0 | 963.07 | 123.5261
5 | 24 | 13 | 3446 | Yes |  | Irradiance_3446 |  | 0 | 862.755 | 110.5891
5 | 24 | 14 | 3447 | Yes |  | Irradiance_3447 |  | 0 | 705.717 | 91.1592
5 | 24 | 15 | 3448 | Yes |  | Irradiance_3448 |  | 0 | 503.458 | 65.1462
5 | 24 | 16 | 3449 | Yes |  | Irradiance_3449 |  | 0 | 295.643 | 37.3539
5 | 24 | 17 | 3450 | Yes |  | Irradiance_3450 |  | 0 | 132.299 | 16.5107
5 | 24 | 18 | 3451 | Yes |  | Irradiance_3451 |  | 0 | 39.631 | 4.7131
5 | 24 | 19 | 3452 | Yes |  | Irradiance_3452 |  | 0 | 3.813 | 0
5 | 24 | 20 | 3453 | Yes |  | Irradiance_3453 |  | 0 | 0 | 0
5 | 24 | 21 | 3454 | Yes |  | Irradiance_3454 |  | 0 | 0 | 0
5 | 24 | 22 | 3455 | Yes |  | Irradiance_3455 |  | 0 | 0 | 0
5 | 24 | 23 | 3456 | Yes |  | Irradiance_3456 |  | 0 | 0 | 0
5 | 25 | 0 | 3457 | Yes |  | Irradiance_3457 |  | 0 | 0 | 0
5 | 25 | 1 | 3458 | Yes |  | Irradiance_3458 |  | 0 | 0 | 0
5 | 25 | 2 | 3459 | Yes |  | Irradiance_3459 |  | 0 | 0 | 0
5 | 25 | 3 | 3460 | Yes |  | Irradiance_3460 |  | 0 | 2.859 | 0
5 | 25 | 4 | 3461 | Yes |  | Irradiance_3461 |  | 0 | 35.295 | 4.3011
5 | 25 | 5 | 3462 | Yes |  | Irradiance_3462 |  | 0 | 120.157 | 15.3074
5 | 25 | 6 | 3463 | Yes |  | Irradiance_3463 |  | 0 | 280.647 | 36.4384
5 | 25 | 7 | 3464 | Yes |  | Irradiance_3464 |  | 0 | 484.732 | 63.7069
5 | 25 | 8 | 3465 | Yes |  | Irradiance_3465 |  | 0 | 682.199 | 88.924
5 | 25 | 9 | 3466 | Yes |  | Irradiance_3466 |  | 0 | 853.319 | 110.1243
5 | 25 | 10 | 3467 | Yes |  | Irradiance_3467 |  | 0 | 959.716 | 122.7656
5 | 25 | 11 | 3468 | Yes |  | Irradiance_3468 |  | 0 | 999.982 | 127.4405
5 | 25 | 12 | 3469 | Yes |  | Irradiance_3469 |  | 0 | 965.537 | 122.6582
5 | 25 | 13 | 3470 | Yes |  | Irradiance_3470 |  | 0 | 868.848 | 110.3122
5 | 25 | 14 | 3471 | Yes |  | Irradiance_3471 |  | 0 | 699.601 | 89.5738
5 | 25 | 15 | 3472 | Yes |  | Irradiance_3472 |  | 0 | 494.314 | 63.5877
5 | 25 | 16 | 3473 | Yes |  | Irradiance_3473 |  | 0 | 280.872 | 35.6997
5 | 25 | 17 | 3474 | Yes |  | Irradiance_3474 |  | 0 | 118.67 | 14.8789
5 | 25 | 18 | 3475 | Yes |  | Irradiance_3475 |  | 0 | 32.392 | 3.6526
5 | 25 | 19 | 3476 | Yes |  | Irradiance_3476 |  | 0 | 2.859 | 0
5 | 25 | 20 | 3477 | Yes |  | Irradiance_3477 |  | 0 | 0 | 0
5 | 25 | 21 | 3478 | Yes |  | Irradiance_3478 |  | 0 | 0 | 0
5 | 25 | 22 | 3479 | Yes |  | Irradiance_3479 |  | 0 | 0 | 0
5 | 25 | 23 | 3480 | Yes |  | Irradiance_3480 |  | 0 | 0 | 0
5 | 26 | 0 | 3481 | Yes |  | Irradiance_3481 |  | 0 | 0 | 0
5 | 26 | 1 | 3482 | Yes |  | Irradiance_3482 |  | 0 | 0 | 0
5 | 26 | 2 | 3483 | Yes |  | Irradiance_3483 |  | 0 | 0 | 0
5 | 26 | 3 | 3484 | Yes |  | Irradiance_3484 |  | 0 | 1.906 | 0
5 | 26 | 4 | 3485 | Yes |  | Irradiance_3485 |  | 0 | 23.164 | 2.4771
5 | 26 | 5 | 3486 | Yes |  | Irradiance_3486 |  | 0 | 84.626 | 11.2675
5 | 26 | 6 | 3487 | Yes |  | Irradiance_3487 |  | 0 | 176.274 | 23.9576
5 | 26 | 7 | 3488 | Yes |  | Irradiance_3488 |  | 0 | 287.065 | 38.5922
5 | 26 | 8 | 3489 | Yes |  | Irradiance_3489 |  | 0 | 400.87 | 54.1352
5 | 26 | 9 | 3490 | Yes |  | Irradiance_3490 |  | 0 | 477.821 | 63.2472
5 | 26 | 10 | 3491 | Yes |  | Irradiance_3491 |  | 0 | 597.62 | 78.764
5 | 26 | 11 | 3492 | Yes |  | Irradiance_3492 |  | 0 | 669.576 | 87.6078
5 | 26 | 12 | 3493 | Yes |  | Irradiance_3493 |  | 0 | 703.053 | 91.5805
5 | 26 | 13 | 3494 | Yes |  | Irradiance_3494 |  | 0 | 543.535 | 71.6469
5 | 26 | 14 | 3495 | Yes |  | Irradiance_3495 |  | 0 | 363.094 | 48.3994
5 | 26 | 15 | 3496 | Yes |  | Irradiance_3496 |  | 0 | 201.165 | 27.1558
5 | 26 | 16 | 3497 | Yes |  | Irradiance_3497 |  | 0 | 130.013 | 17.4243
5 | 26 | 17 | 3498 | Yes |  | Irradiance_3498 |  | 0 | 64.717 | 8.3326
5 | 26 | 18 | 3499 | Yes |  | Irradiance_3499 |  | 0 | 19.44 | 1.8974
5 | 26 | 19 | 3500 | Yes |  | Irradiance_3500 |  | 0 | 1.906 | 0
5 | 26 | 20 | 3501 | Yes |  | Irradiance_3501 |  | 0 | 0 | 0
5 | 26 | 21 | 3502 | Yes |  | Irradiance_3502 |  | 0 | 0 | 0
5 | 26 | 22 | 3503 | Yes |  | Irradiance_3503 |  | 0 | 0 | 0
5 | 26 | 23 | 3504 | Yes |  | Irradiance_3504 |  | 0 | 0 | 0
5 | 27 | 0 | 3505 | Yes |  | Irradiance_3505 |  | 0 | 0 | 0
5 | 27 | 1 | 3506 | Yes |  | Irradiance_3506 |  | 0 | 0 | 0
5 | 27 | 2 | 3507 | Yes |  | Irradiance_3507 |  | 0 | 0 | 0
5 | 27 | 3 | 3508 | Yes |  | Irradiance_3508 |  | 0 | 0.953 | 0
5 | 27 | 4 | 3509 | Yes |  | Irradiance_3509 |  | 0 | 19.444 | 1.9107
5 | 27 | 5 | 3510 | Yes |  | Irradiance_3510 |  | 0 | 77.726 | 10.2315
5 | 27 | 6 | 3511 | Yes |  | Irradiance_3511 |  | 0 | 177.491 | 23.8434
5 | 27 | 7 | 3512 | Yes |  | Irradiance_3512 |  | 0 | 286.409 | 38.6883
5 | 27 | 8 | 3513 | Yes |  | Irradiance_3513 |  | 0 | 400.256 | 53.5683
5 | 27 | 9 | 3514 | Yes |  | Irradiance_3514 |  | 0 | 476.747 | 63.0229
5 | 27 | 10 | 3515 | Yes |  | Irradiance_3515 |  | 0 | 481.131 | 64.4336
5 | 27 | 11 | 3516 | Yes |  | Irradiance_3516 |  | 0 | 420.795 | 57.3093
5 | 27 | 12 | 3517 | Yes |  | Irradiance_3517 |  | 0 | 349.335 | 47.2557
5 | 27 | 13 | 3518 | Yes |  | Irradiance_3518 |  | 0 | 370.758 | 49.9955
5 | 27 | 14 | 3519 | Yes |  | Irradiance_3519 |  | 0 | 362.509 | 48.8411
5 | 27 | 15 | 3520 | Yes |  | Irradiance_3520 |  | 0 | 298.592 | 40.1917
5 | 27 | 16 | 3521 | Yes |  | Irradiance_3521 |  | 0 | 232.264 | 30.781
5 | 27 | 17 | 3522 | Yes |  | Irradiance_3522 |  | 0 | 119.887 | 15.3117
5 | 27 | 18 | 3523 | Yes |  | Irradiance_3523 |  | 0 | 41.439 | 5.1174
5 | 27 | 19 | 3524 | Yes |  | Irradiance_3524 |  | 0 | 4.766 | 0
5 | 27 | 20 | 3525 | Yes |  | Irradiance_3525 |  | 0 | 0 | 0
5 | 27 | 21 | 3526 | Yes |  | Irradiance_3526 |  | 0 | 0 | 0
5 | 27 | 22 | 3527 | Yes |  | Irradiance_3527 |  | 0 | 0 | 0
5 | 27 | 23 | 3528 | Yes |  | Irradiance_3528 |  | 0 | 0 | 0
5 | 28 | 0 | 3529 | Saturday |  | Irradiance_3529 |  | 0 | 0 | 0
5 | 28 | 1 | 3530 | Saturday |  | Irradiance_3530 |  | 0 | 0 | 0
5 | 28 | 2 | 3531 | Saturday |  | Irradiance_3531 |  | 0 | 0 | 0
5 | 28 | 3 | 3532 | Saturday |  | Irradiance_3532 |  | 0 | 2.859 | 0
5 | 28 | 4 | 3533 | Saturday |  | Irradiance_3533 |  | 0 | 36.262 | 4.3962
5 | 28 | 5 | 3534 | Saturday |  | Irradiance_3534 |  | 0 | 115.099 | 14.7878
5 | 28 | 6 | 3535 | Saturday |  | Irradiance_3535 |  | 0 | 246.263 | 32.5462
5 | 28 | 7 | 3536 | Saturday |  | Irradiance_3536 |  | 0 | 376.912 | 50.2758
5 | 28 | 8 | 3537 | Saturday |  | Irradiance_3537 |  | 0 | 468.078 | 62.2032
5 | 28 | 9 | 3538 | Saturday |  | Irradiance_3538 |  | 0 | 478.612 | 63.7056
5 | 28 | 10 | 3539 | Saturday |  | Irradiance_3539 |  | 0 | 407.347 | 54.3546
5 | 28 | 11 | 3540 | Saturday |  | Irradiance_3540 |  | 0 | 298.23 | 40.2568
5 | 28 | 12 | 3541 | Saturday |  | Irradiance_3541 |  | 0 | 155.607 | 21.0293
5 | 28 | 13 | 3542 | Saturday |  | Irradiance_3542 |  | 0 | 140.953 | 19.0398
5 | 28 | 14 | 3543 | Saturday |  | Irradiance_3543 |  | 0 | 118.783 | 15.9451
5 | 28 | 15 | 3544 | Saturday |  | Irradiance_3544 |  | 0 | 91.253 | 12.0504
5 | 28 | 16 | 3545 | Saturday |  | Irradiance_3545 |  | 0 | 59.443 | 7.5509
5 | 28 | 17 | 3546 | Saturday |  | Irradiance_3546 |  | 0 | 30.577 | 3.4632
5 | 28 | 18 | 3547 | Saturday |  | Irradiance_3547 |  | 0 | 9.241 | 0.4232
5 | 28 | 19 | 3548 | Saturday |  | Irradiance_3548 |  | 0 | 0.922 | 0
5 | 28 | 20 | 3549 | Saturday |  | Irradiance_3549 |  | 0 | 0 | 0
5 | 28 | 21 | 3550 | Saturday |  | Irradiance_3550 |  | 0 | 0 | 0
5 | 28 | 22 | 3551 | Saturday |  | Irradiance_3551 |  | 0 | 0 | 0
5 | 28 | 23 | 3552 | Saturday |  | Irradiance_3552 |  | 0 | 0 | 0
5 | 29 | 0 | 3553 | Sunday |  | Irradiance_3553 |  | 0 | 0 | 0
5 | 29 | 1 | 3554 | Sunday |  | Irradiance_3554 |  | 0 | 0 | 0
5 | 29 | 2 | 3555 | Sunday |  | Irradiance_3555 |  | 0 | 0 | 0
5 | 29 | 3 | 3556 | Sunday |  | Irradiance_3556 |  | 0 | 1.906 | 0
5 | 29 | 4 | 3557 | Sunday |  | Irradiance_3557 |  | 0 | 28.749 | 3.2838
5 | 29 | 5 | 3558 | Sunday |  | Irradiance_3558 |  | 0 | 112.475 | 14.3488
5 | 29 | 6 | 3559 | Sunday |  | Irradiance_3559 |  | 0 | 275.98 | 35.9371
5 | 29 | 7 | 3560 | Sunday |  | Irradiance_3560 |  | 0 | 454.43 | 59.5698
5 | 29 | 8 | 3561 | Sunday |  | Irradiance_3561 |  | 0 | 587.161 | 76.76
5 | 29 | 9 | 3562 | Sunday |  | Irradiance_3562 |  | 0 | 621.656 | 81.2134
5 | 29 | 10 | 3563 | Sunday |  | Irradiance_3563 |  | 0 | 643.05 | 84.0619
5 | 29 | 11 | 3564 | Sunday |  | Irradiance_3564 |  | 0 | 621.487 | 80.987
5 | 29 | 12 | 3565 | Sunday |  | Irradiance_3565 |  | 0 | 552.477 | 71.8976
5 | 29 | 13 | 3566 | Sunday |  | Irradiance_3566 |  | 0 | 438.44 | 57.9328
5 | 29 | 14 | 3567 | Sunday |  | Irradiance_3567 |  | 0 | 321.826 | 43.4752
5 | 29 | 15 | 3568 | Sunday |  | Irradiance_3568 |  | 0 | 203.71 | 27.5597
5 | 29 | 16 | 3569 | Sunday |  | Irradiance_3569 |  | 0 | 132.244 | 17.6891
5 | 29 | 17 | 3570 | Sunday |  | Irradiance_3570 |  | 0 | 67.445 | 8.6712
5 | 29 | 18 | 3571 | Sunday |  | Irradiance_3571 |  | 0 | 20.368 | 2.0405
5 | 29 | 19 | 3572 | Sunday |  | Irradiance_3572 |  | 0 | 1.845 | 0
5 | 29 | 20 | 3573 | Sunday |  | Irradiance_3573 |  | 0 | 0 | 0
5 | 29 | 21 | 3574 | Sunday |  | Irradiance_3574 |  | 0 | 0 | 0
5 | 29 | 22 | 3575 | Sunday |  | Irradiance_3575 |  | 0 | 0 | 0
5 | 29 | 23 | 3576 | Sunday |  | Irradiance_3576 |  | 0 | 0 | 0
5 | 30 | 0 | 3577 | Yes |  | Irradiance_3577 |  | 0 | 0 | 0
5 | 30 | 1 | 3578 | Yes |  | Irradiance_3578 |  | 0 | 0 | 0
5 | 30 | 2 | 3579 | Yes |  | Irradiance_3579 |  | 0 | 0 | 0
5 | 30 | 3 | 3580 | Yes |  | Irradiance_3580 |  | 0 | 1.906 | 0
5 | 30 | 4 | 3581 | Yes |  | Irradiance_3581 |  | 0 | 25.022 | 2.6979
5 | 30 | 5 | 3582 | Yes |  | Irradiance_3582 |  | 0 | 87.452 | 11.5419
5 | 30 | 6 | 3583 | Yes |  | Irradiance_3583 |  | 0 | 178.117 | 23.8936
5 | 30 | 7 | 3584 | Yes |  | Irradiance_3584 |  | 0 | 254.85 | 34.3552
5 | 30 | 8 | 3585 | Yes |  | Irradiance_3585 |  | 0 | 303.477 | 40.8202
5 | 30 | 9 | 3586 | Yes |  | Irradiance_3586 |  | 0 | 312.883 | 41.892
5 | 30 | 10 | 3587 | Yes |  | Irradiance_3587 |  | 0 | 350.336 | 46.9053
5 | 30 | 11 | 3588 | Yes |  | Irradiance_3588 |  | 0 | 362.411 | 48.0674
5 | 30 | 12 | 3589 | Yes |  | Irradiance_3589 |  | 0 | 352.555 | 46.8907
5 | 30 | 13 | 3590 | Yes |  | Irradiance_3590 |  | 0 | 370.073 | 48.9965
5 | 30 | 14 | 3591 | Yes |  | Irradiance_3591 |  | 0 | 364.637 | 48.0098
5 | 30 | 15 | 3592 | Yes |  | Irradiance_3592 |  | 0 | 300.302 | 39.5501
5 | 30 | 16 | 3593 | Yes |  | Irradiance_3593 |  | 0 | 256.975 | 32.9421
5 | 30 | 17 | 3594 | Yes |  | Irradiance_3594 |  | 0 | 132.432 | 16.0398
5 | 30 | 18 | 3595 | Yes |  | Irradiance_3595 |  | 0 | 46.343 | 5.6397
5 | 30 | 19 | 3596 | Yes |  | Irradiance_3596 |  | 0 | 5.544 | 0
5 | 30 | 20 | 3597 | Yes |  | Irradiance_3597 |  | 0 | 0 | 0
5 | 30 | 21 | 3598 | Yes |  | Irradiance_3598 |  | 0 | 0 | 0
5 | 30 | 22 | 3599 | Yes |  | Irradiance_3599 |  | 0 | 0 | 0
5 | 30 | 23 | 3600 | Yes |  | Irradiance_3600 |  | 0 | 0 | 0
5 | 31 | 0 | 3601 | Yes |  | Irradiance_3601 |  | 0 | 0 | 0
5 | 31 | 1 | 3602 | Yes |  | Irradiance_3602 |  | 0 | 0 | 0
5 | 31 | 2 | 3603 | Yes |  | Irradiance_3603 |  | 0 | 0 | 0
5 | 31 | 3 | 3604 | Yes |  | Irradiance_3604 |  | 0 | 3.813 | 0
5 | 31 | 4 | 3605 | Yes |  | Irradiance_3605 |  | 0 | 38.79 | 4.6912
5 | 31 | 5 | 3606 | Yes |  | Irradiance_3606 |  | 0 | 122.911 | 15.0947
5 | 31 | 6 | 3607 | Yes |  | Irradiance_3607 |  | 0 | 283.383 | 35.8909
5 | 31 | 7 | 3608 | Yes |  | Irradiance_3608 |  | 0 | 485.21 | 61.7187
5 | 31 | 8 | 3609 | Yes |  | Irradiance_3609 |  | 0 | 682.463 | 85.9536
5 | 31 | 9 | 3610 | Yes |  | Irradiance_3610 |  | 0 | 842.702 | 103.9654
5 | 31 | 10 | 3611 | Yes |  | Irradiance_3611 |  | 0 | 904.416 | 111.5547
5 | 31 | 11 | 3612 | Yes |  | Irradiance_3612 |  | 0 | 813.454 | 100.7046
5 | 31 | 12 | 3613 | Yes |  | Irradiance_3613 |  | 0 | 556.355 | 71.137
5 | 31 | 13 | 3614 | Yes |  | Irradiance_3614 |  | 0 | 635.143 | 78.6848
5 | 31 | 14 | 3615 | Yes |  | Irradiance_3615 |  | 0 | 598.388 | 75.589
5 | 31 | 15 | 3616 | Yes |  | Irradiance_3616 |  | 0 | 480.772 | 59.9498
5 | 31 | 16 | 3617 | Yes |  | Irradiance_3617 |  | 0 | 297.684 | 36.7632
5 | 31 | 17 | 3618 | Yes |  | Irradiance_3618 |  | 0 | 140.074 | 16.8531
5 | 31 | 18 | 3619 | Yes |  | Irradiance_3619 |  | 0 | 47.194 | 5.6376
5 | 31 | 19 | 3620 | Yes |  | Irradiance_3620 |  | 0 | 5.544 | 0
5 | 31 | 20 | 3621 | Yes |  | Irradiance_3621 |  | 0 | 0 | 0
5 | 31 | 21 | 3622 | Yes |  | Irradiance_3622 |  | 0 | 0 | 0
5 | 31 | 22 | 3623 | Yes |  | Irradiance_3623 |  | 0 | 0 | 0
5 | 31 | 23 | 3624 | Yes |  | Irradiance_3624 |  | 0 | 0 | 0
6 | 1 | 0 | 3625 | Sunday |  | Irradiance_3625 |  | 0 | 0 | 0
6 | 1 | 1 | 3626 | Sunday |  | Irradiance_3626 |  | 0 | 0 | 0
6 | 1 | 2 | 3627 | Sunday |  | Irradiance_3627 |  | 0 | 0 | 0
6 | 1 | 3 | 3628 | Sunday |  | Irradiance_3628 |  | 0 | 2.859 | 0
6 | 1 | 4 | 3629 | Sunday |  | Irradiance_3629 |  | 0 | 31.487 | 3.693
6 | 1 | 5 | 3630 | Sunday |  | Irradiance_3630 |  | 0 | 99.241 | 13.2139
6 | 1 | 6 | 3631 | Sunday |  | Irradiance_3631 |  | 0 | 196.235 | 25.9389
6 | 1 | 7 | 3632 | Sunday |  | Irradiance_3632 |  | 0 | 276.235 | 36.4069
6 | 1 | 8 | 3633 | Sunday |  | Irradiance_3633 |  | 0 | 317.23 | 41.4973
6 | 1 | 9 | 3634 | Sunday |  | Irradiance_3634 |  | 0 | 325.436 | 42.3835
6 | 1 | 10 | 3635 | Sunday |  | Irradiance_3635 |  | 0 | 358.559 | 47.4542
6 | 1 | 11 | 3636 | Sunday |  | Irradiance_3636 |  | 0 | 372.202 | 49.2693
6 | 1 | 12 | 3637 | Sunday |  | Irradiance_3637 |  | 0 | 362.289 | 48.1874
6 | 1 | 13 | 3638 | Sunday |  | Irradiance_3638 |  | 0 | 330.716 | 44.0962
6 | 1 | 14 | 3639 | Sunday |  | Irradiance_3639 |  | 0 | 279.972 | 37.4957
6 | 1 | 15 | 3640 | Sunday |  | Irradiance_3640 |  | 0 | 216.964 | 29.0962
6 | 1 | 16 | 3641 | Sunday |  | Irradiance_3641 |  | 0 | 145.799 | 19.4693
6 | 1 | 17 | 3642 | Sunday |  | Irradiance_3642 |  | 0 | 79.009 | 10.2694
6 | 1 | 18 | 3643 | Sunday |  | Irradiance_3643 |  | 0 | 26.86 | 2.9366
6 | 1 | 19 | 3644 | Sunday |  | Irradiance_3644 |  | 0 | 2.767 | 0
6 | 1 | 20 | 3645 | Sunday |  | Irradiance_3645 |  | 0 | 0 | 0
6 | 1 | 21 | 3646 | Sunday |  | Irradiance_3646 |  | 0 | 0 | 0
6 | 1 | 22 | 3647 | Sunday |  | Irradiance_3647 |  | 0 | 0 | 0
6 | 1 | 23 | 3648 | Sunday |  | Irradiance_3648 |  | 0 | 0 | 0
6 | 2 | 0 | 3649 | Yes |  | Irradiance_3649 |  | 0 | 0 | 0
6 | 2 | 1 | 3650 | Yes |  | Irradiance_3650 |  | 0 | 0 | 0
6 | 2 | 2 | 3651 | Yes |  | Irradiance_3651 |  | 0 | 0 | 0
6 | 2 | 3 | 3652 | Yes |  | Irradiance_3652 |  | 0 | 2.859 | 0
6 | 2 | 4 | 3653 | Yes |  | Irradiance_3653 |  | 0 | 38.06 | 4.6104
6 | 2 | 5 | 3654 | Yes |  | Irradiance_3654 |  | 0 | 124.109 | 15.3536
6 | 2 | 6 | 3655 | Yes |  | Irradiance_3655 |  | 0 | 290.258 | 37.3438
6 | 2 | 7 | 3656 | Yes |  | Irradiance_3656 |  | 0 | 447.387 | 58.9216
6 | 2 | 8 | 3657 | Yes |  | Irradiance_3657 |  | 0 | 527.854 | 69.1037
6 | 2 | 9 | 3658 | Yes |  | Irradiance_3658 |  | 0 | 506.073 | 66.7746
6 | 2 | 10 | 3659 | Yes |  | Irradiance_3659 |  | 0 | 550.628 | 72.2043
6 | 2 | 11 | 3660 | Yes |  | Irradiance_3660 |  | 0 | 569.107 | 74.5062
6 | 2 | 12 | 3661 | Yes |  | Irradiance_3661 |  | 0 | 553.905 | 72.756
6 | 2 | 13 | 3662 | Yes |  | Irradiance_3662 |  | 0 | 562.728 | 74.033
6 | 2 | 14 | 3663 | Yes |  | Irradiance_3663 |  | 0 | 513.523 | 67.9768
6 | 2 | 15 | 3664 | Yes |  | Irradiance_3664 |  | 0 | 408.274 | 53.281
6 | 2 | 16 | 3665 | Yes |  | Irradiance_3665 |  | 0 | 245.856 | 31.9931
6 | 2 | 17 | 3666 | Yes |  | Irradiance_3666 |  | 0 | 117.802 | 15.0499
6 | 2 | 18 | 3667 | Yes |  | Irradiance_3667 |  | 0 | 38.542 | 4.5242
6 | 2 | 19 | 3668 | Yes |  | Irradiance_3668 |  | 0 | 4.615 | 0
6 | 2 | 20 | 3669 | Yes |  | Irradiance_3669 |  | 0 | 0 | 0
6 | 2 | 21 | 3670 | Yes |  | Irradiance_3670 |  | 0 | 0 | 0
6 | 2 | 22 | 3671 | Yes |  | Irradiance_3671 |  | 0 | 0 | 0
6 | 2 | 23 | 3672 | Yes |  | Irradiance_3672 |  | 0 | 0 | 0
6 | 3 | 0 | 3673 | Yes |  | Irradiance_3673 |  | 0 | 0 | 0
6 | 3 | 1 | 3674 | Yes |  | Irradiance_3674 |  | 0 | 0 | 0
6 | 3 | 2 | 3675 | Yes |  | Irradiance_3675 |  | 0 | 0 | 0
6 | 3 | 3 | 3676 | Yes |  | Irradiance_3676 |  | 0 | 4.766 | 0
6 | 3 | 4 | 3677 | Yes |  | Irradiance_3677 |  | 0 | 40.45 | 5.0072
6 | 3 | 5 | 3678 | Yes |  | Irradiance_3678 |  | 0 | 131.718 | 16.4789
6 | 3 | 6 | 3679 | Yes |  | Irradiance_3679 |  | 0 | 291.001 | 37.4205
6 | 3 | 7 | 3680 | Yes |  | Irradiance_3680 |  | 0 | 461.163 | 60.3163
6 | 3 | 8 | 3681 | Yes |  | Irradiance_3681 |  | 0 | 582.034 | 76.5722
6 | 3 | 9 | 3682 | Yes |  | Irradiance_3682 |  | 0 | 641.236 | 83.3949
6 | 3 | 10 | 3683 | Yes |  | Irradiance_3683 |  | 0 | 716.177 | 92.3694
6 | 3 | 11 | 3684 | Yes |  | Irradiance_3684 |  | 0 | 747.348 | 95.5934
6 | 3 | 12 | 3685 | Yes |  | Irradiance_3685 |  | 0 | 724.355 | 92.2378
6 | 3 | 13 | 3686 | Yes |  | Irradiance_3686 |  | 0 | 655.138 | 83.2488
6 | 3 | 14 | 3687 | Yes |  | Irradiance_3687 |  | 0 | 547.689 | 70.1424
6 | 3 | 15 | 3688 | Yes |  | Irradiance_3688 |  | 0 | 411.503 | 52.899
6 | 3 | 16 | 3689 | Yes |  | Irradiance_3689 |  | 0 | 303.715 | 38.0152
6 | 3 | 17 | 3690 | Yes |  | Irradiance_3690 |  | 0 | 152.004 | 17.6157
6 | 3 | 18 | 3691 | Yes |  | Irradiance_3691 |  | 0 | 49.556 | 6.035
6 | 3 | 19 | 3692 | Yes |  | Irradiance_3692 |  | 0 | 7.393 | 0.15648
6 | 3 | 20 | 3693 | Yes |  | Irradiance_3693 |  | 0 | 0 | 0
6 | 3 | 21 | 3694 | Yes |  | Irradiance_3694 |  | 0 | 0 | 0
6 | 3 | 22 | 3695 | Yes |  | Irradiance_3695 |  | 0 | 0 | 0
6 | 3 | 23 | 3696 | Yes |  | Irradiance_3696 |  | 0 | 0 | 0
6 | 4 | 0 | 3697 | Yes |  | Irradiance_3697 |  | 0 | 0 | 0
6 | 4 | 1 | 3698 | Yes |  | Irradiance_3698 |  | 0 | 0 | 0
6 | 4 | 2 | 3699 | Yes |  | Irradiance_3699 |  | 0 | 0 | 0
6 | 4 | 3 | 3700 | Yes |  | Irradiance_3700 |  | 0 | 5.719 | 0
6 | 4 | 4 | 3701 | Yes |  | Irradiance_3701 |  | 0 | 38.997 | 4.7485
6 | 4 | 5 | 3702 | Yes |  | Irradiance_3702 |  | 0 | 134.727 | 15.7016
6 | 4 | 6 | 3703 | Yes |  | Irradiance_3703 |  | 0 | 308.904 | 38.3595
6 | 4 | 7 | 3704 | Yes |  | Irradiance_3704 |  | 0 | 510.111 | 64.18
6 | 4 | 8 | 3705 | Yes |  | Irradiance_3705 |  | 0 | 691.163 | 85.4834
6 | 4 | 9 | 3706 | Yes |  | Irradiance_3706 |  | 0 | 818.218 | 100.5864
6 | 4 | 10 | 3707 | Yes |  | Irradiance_3707 |  | 0 | 914.026 | 110.4662
6 | 4 | 11 | 3708 | Yes |  | Irradiance_3708 |  | 0 | 950.199 | 112.0645
6 | 4 | 12 | 3709 | Yes |  | Irradiance_3709 |  | 0 | 923.203 | 109.1165
6 | 4 | 13 | 3710 | Yes |  | Irradiance_3710 |  | 0 | 814.881 | 97.7114
6 | 4 | 14 | 3711 | Yes |  | Irradiance_3711 |  | 0 | 656.312 | 80.585
6 | 4 | 15 | 3712 | Yes |  | Irradiance_3712 |  | 0 | 467.473 | 57.9434
6 | 4 | 16 | 3713 | Yes |  | Irradiance_3713 |  | 0 | 286.899 | 35.3866
6 | 4 | 17 | 3714 | Yes |  | Irradiance_3714 |  | 0 | 137.337 | 16.5557
6 | 4 | 18 | 3715 | Yes |  | Irradiance_3715 |  | 0 | 48.216 | 5.6994
6 | 4 | 19 | 3716 | Yes |  | Irradiance_3716 |  | 0 | 7.393 | 0.1392
6 | 4 | 20 | 3717 | Yes |  | Irradiance_3717 |  | 0 | 0 | 0
6 | 4 | 21 | 3718 | Yes |  | Irradiance_3718 |  | 0 | 0 | 0
6 | 4 | 22 | 3719 | Yes |  | Irradiance_3719 |  | 0 | 0 | 0
6 | 4 | 23 | 3720 | Yes |  | Irradiance_3720 |  | 0 | 0 | 0
6 | 5 | 0 | 3721 | Yes |  | Irradiance_3721 |  | 0 | 0 | 0
6 | 5 | 1 | 3722 | Yes |  | Irradiance_3722 |  | 0 | 0 | 0
6 | 5 | 2 | 3723 | Yes |  | Irradiance_3723 |  | 0 | 0 | 0
6 | 5 | 3 | 3724 | Yes |  | Irradiance_3724 |  | 0 | 4.766 | 0
6 | 5 | 4 | 3725 | Yes |  | Irradiance_3725 |  | 0 | 39.73 | 4.7768
6 | 5 | 5 | 3726 | Yes |  | Irradiance_3726 |  | 0 | 131.448 | 15.6144
6 | 5 | 6 | 3727 | Yes |  | Irradiance_3727 |  | 0 | 291.082 | 36.0474
6 | 5 | 7 | 3728 | Yes |  | Irradiance_3728 |  | 0 | 481.248 | 60.0781
6 | 5 | 8 | 3729 | Yes |  | Irradiance_3729 |  | 0 | 664.017 | 82.5968
6 | 5 | 9 | 3730 | Yes |  | Irradiance_3730 |  | 0 | 812.521 | 98.6125
6 | 5 | 10 | 3731 | Yes |  | Irradiance_3731 |  | 0 | 830.456 | 99.8627
6 | 5 | 11 | 3732 | Yes |  | Irradiance_3732 |  | 0 | 740.407 | 90.4112
6 | 5 | 12 | 3733 | Yes |  | Irradiance_3733 |  | 0 | 568.925 | 70.679
6 | 5 | 13 | 3734 | Yes |  | Irradiance_3734 |  | 0 | 651.29 | 80.1322
6 | 5 | 14 | 3735 | Yes |  | Irradiance_3735 |  | 0 | 630.335 | 77.0248
6 | 5 | 15 | 3736 | Yes |  | Irradiance_3736 |  | 0 | 509.21 | 63.2442
6 | 5 | 16 | 3737 | Yes |  | Irradiance_3737 |  | 0 | 324.088 | 39.4152
6 | 5 | 17 | 3738 | Yes |  | Irradiance_3738 |  | 0 | 151.83 | 17.0328
6 | 5 | 18 | 3739 | Yes |  | Irradiance_3739 |  | 0 | 48.982 | 5.792
6 | 5 | 19 | 3740 | Yes |  | Irradiance_3740 |  | 0 | 8.319 | 0.25936
6 | 5 | 20 | 3741 | Yes |  | Irradiance_3741 |  | 0 | 0 | 0
6 | 5 | 21 | 3742 | Yes |  | Irradiance_3742 |  | 0 | 0 | 0
6 | 5 | 22 | 3743 | Yes |  | Irradiance_3743 |  | 0 | 0 | 0
6 | 5 | 23 | 3744 | Yes |  | Irradiance_3744 |  | 0 | 0 | 0
6 | 6 | 0 | 3745 | Yes |  | Irradiance_3745 |  | 0 | 0 | 0
6 | 6 | 1 | 3746 | Yes |  | Irradiance_3746 |  | 0 | 0 | 0
6 | 6 | 2 | 3747 | Yes |  | Irradiance_3747 |  | 0 | 0 | 0
6 | 6 | 3 | 3748 | Yes |  | Irradiance_3748 |  | 0 | 5.719 | 0
6 | 6 | 4 | 3749 | Yes |  | Irradiance_3749 |  | 0 | 43.523 | 5.2418
6 | 6 | 5 | 3750 | Yes |  | Irradiance_3750 |  | 0 | 135.918 | 15.772
6 | 6 | 6 | 3751 | Yes |  | Irradiance_3751 |  | 0 | 308.355 | 37.9333
6 | 6 | 7 | 3752 | Yes |  | Irradiance_3752 |  | 0 | 502.762 | 63.3938
6 | 6 | 8 | 3753 | Yes |  | Irradiance_3753 |  | 0 | 658.633 | 82.3901
6 | 6 | 9 | 3754 | Yes |  | Irradiance_3754 |  | 0 | 742.743 | 92.1968
6 | 6 | 10 | 3755 | Yes |  | Irradiance_3755 |  | 0 | 813.32 | 100.2422
6 | 6 | 11 | 3756 | Yes |  | Irradiance_3756 |  | 0 | 847.618 | 103.7944
6 | 6 | 12 | 3757 | Yes |  | Irradiance_3757 |  | 0 | 841.173 | 102.6195
6 | 6 | 13 | 3758 | Yes |  | Irradiance_3758 |  | 0 | 755.84 | 92.8766
6 | 6 | 14 | 3759 | Yes |  | Irradiance_3759 |  | 0 | 664.013 | 82.0638
6 | 6 | 15 | 3760 | Yes |  | Irradiance_3760 |  | 0 | 510.068 | 63.1989
6 | 6 | 16 | 3761 | Yes |  | Irradiance_3761 |  | 0 | 315.438 | 38.1768
6 | 6 | 17 | 3762 | Yes |  | Irradiance_3762 |  | 0 | 148.184 | 17.2365
6 | 6 | 18 | 3763 | Yes |  | Irradiance_3763 |  | 0 | 50.182 | 5.9077
6 | 6 | 19 | 3764 | Yes |  | Irradiance_3764 |  | 0 | 8.319 | 0.25568
6 | 6 | 20 | 3765 | Yes |  | Irradiance_3765 |  | 0 | 0 | 0
6 | 6 | 21 | 3766 | Yes |  | Irradiance_3766 |  | 0 | 0 | 0
6 | 6 | 22 | 3767 | Yes |  | Irradiance_3767 |  | 0 | 0 | 0
6 | 6 | 23 | 3768 | Yes |  | Irradiance_3768 |  | 0 | 0 | 0
6 | 7 | 0 | 3769 | Saturday |  | Irradiance_3769 |  | 0 | 0 | 0
6 | 7 | 1 | 3770 | Saturday |  | Irradiance_3770 |  | 0 | 0 | 0
6 | 7 | 2 | 3771 | Saturday |  | Irradiance_3771 |  | 0 | 0 | 0
6 | 7 | 3 | 3772 | Saturday |  | Irradiance_3772 |  | 0 | 4.766 | 0
6 | 7 | 4 | 3773 | Saturday |  | Irradiance_3773 |  | 0 | 40.6 | 4.8102
6 | 7 | 5 | 3774 | Saturday |  | Irradiance_3774 |  | 0 | 115.682 | 14.2909
6 | 7 | 6 | 3775 | Saturday |  | Irradiance_3775 |  | 0 | 240.128 | 30.4298
6 | 7 | 7 | 3776 | Saturday |  | Irradiance_3776 |  | 0 | 381.274 | 47.86
6 | 7 | 8 | 3777 | Saturday |  | Irradiance_3777 |  | 0 | 524.195 | 64.2722
6 | 7 | 9 | 3778 | Saturday |  | Irradiance_3778 |  | 0 | 625.242 | 76.1232
6 | 7 | 10 | 3779 | Saturday |  | Irradiance_3779 |  | 0 | 608.805 | 72.907
6 | 7 | 11 | 3780 | Saturday |  | Irradiance_3780 |  | 0 | 526.104 | 64.0754
6 | 7 | 12 | 3781 | Saturday |  | Irradiance_3781 |  | 0 | 362.227 | 45.437
6 | 7 | 13 | 3782 | Saturday |  | Irradiance_3782 |  | 0 | 464.714 | 59.04
6 | 7 | 14 | 3783 | Saturday |  | Irradiance_3783 |  | 0 | 467.87 | 58.8443
6 | 7 | 15 | 3784 | Saturday |  | Irradiance_3784 |  | 0 | 403.543 | 50.6381
6 | 7 | 16 | 3785 | Saturday |  | Irradiance_3785 |  | 0 | 286.279 | 35.0307
6 | 7 | 17 | 3786 | Saturday |  | Irradiance_3786 |  | 0 | 148.353 | 17.244
6 | 7 | 18 | 3787 | Saturday |  | Irradiance_3787 |  | 0 | 49.774 | 5.8763
6 | 7 | 19 | 3788 | Saturday |  | Irradiance_3788 |  | 0 | 7.392 | 0.12736
6 | 7 | 20 | 3789 | Saturday |  | Irradiance_3789 |  | 0 | 0 | 0
6 | 7 | 21 | 3790 | Saturday |  | Irradiance_3790 |  | 0 | 0 | 0
6 | 7 | 22 | 3791 | Saturday |  | Irradiance_3791 |  | 0 | 0 | 0
6 | 7 | 23 | 3792 | Saturday |  | Irradiance_3792 |  | 0 | 0 | 0
6 | 8 | 0 | 3793 | Sunday |  | Irradiance_3793 |  | 0 | 0 | 0
6 | 8 | 1 | 3794 | Sunday |  | Irradiance_3794 |  | 0 | 0 | 0
6 | 8 | 2 | 3795 | Sunday |  | Irradiance_3795 |  | 0 | 0 | 0
6 | 8 | 3 | 3796 | Sunday |  | Irradiance_3796 |  | 0 | 4.766 | 0
6 | 8 | 4 | 3797 | Sunday |  | Irradiance_3797 |  | 0 | 42.987 | 5.1134
6 | 8 | 5 | 3798 | Sunday |  | Irradiance_3798 |  | 0 | 128.803 | 15.2048
6 | 8 | 6 | 3799 | Sunday |  | Irradiance_3799 |  | 0 | 290.042 | 35.4138
6 | 8 | 7 | 3800 | Sunday |  | Irradiance_3800 |  | 0 | 468.93 | 57.8579
6 | 8 | 8 | 3801 | Sunday |  | Irradiance_3801 |  | 0 | 625.675 | 77.0213
6 | 8 | 9 | 3802 | Sunday |  | Irradiance_3802 |  | 0 | 739.617 | 89.4998
6 | 8 | 10 | 3803 | Sunday |  | Irradiance_3803 |  | 0 | 709.146 | 87.208
6 | 8 | 11 | 3804 | Sunday |  | Irradiance_3804 |  | 0 | 580.804 | 74.0629
6 | 8 | 12 | 3805 | Sunday |  | Irradiance_3805 |  | 0 | 361.179 | 46.6011
6 | 8 | 13 | 3806 | Sunday |  | Irradiance_3806 |  | 0 | 342.49 | 44.1824
6 | 8 | 14 | 3807 | Sunday |  | Irradiance_3807 |  | 0 | 280.969 | 36.5938
6 | 8 | 15 | 3808 | Sunday |  | Irradiance_3808 |  | 0 | 218.192 | 28.2997
6 | 8 | 16 | 3809 | Sunday |  | Irradiance_3809 |  | 0 | 149.109 | 19.2536
6 | 8 | 17 | 3810 | Sunday |  | Irradiance_3810 |  | 0 | 100.802 | 12.868
6 | 8 | 18 | 3811 | Sunday |  | Irradiance_3811 |  | 0 | 42.869 | 5.0394
6 | 8 | 19 | 3812 | Sunday |  | Irradiance_3812 |  | 0 | 5.54 | 0
6 | 8 | 20 | 3813 | Sunday |  | Irradiance_3813 |  | 0 | 0 | 0
6 | 8 | 21 | 3814 | Sunday |  | Irradiance_3814 |  | 0 | 0 | 0
6 | 8 | 22 | 3815 | Sunday |  | Irradiance_3815 |  | 0 | 0 | 0
6 | 8 | 23 | 3816 | Sunday |  | Irradiance_3816 |  | 0 | 0 | 0
6 | 9 | 0 | 3817 | Yes |  | Irradiance_3817 |  | 0 | 0 | 0
6 | 9 | 1 | 3818 | Yes |  | Irradiance_3818 |  | 0 | 0 | 0
6 | 9 | 2 | 3819 | Yes |  | Irradiance_3819 |  | 0 | 0 | 0
6 | 9 | 3 | 3820 | Yes |  | Irradiance_3820 |  | 0 | 2.767 | 0
6 | 9 | 4 | 3821 | Yes |  | Irradiance_3821 |  | 0 | 24.074 | 2.5157
6 | 9 | 5 | 3822 | Yes |  | Irradiance_3822 |  | 0 | 73.449 | 9.388
6 | 9 | 6 | 3823 | Yes |  | Irradiance_3823 |  | 0 | 138.058 | 18.1866
6 | 9 | 7 | 3824 | Yes |  | Irradiance_3824 |  | 0 | 437.576 | 56.1077
6 | 9 | 8 | 3825 | Yes |  | Irradiance_3825 |  | 0 | 523.714 | 66.8666
6 | 9 | 9 | 3826 | Yes |  | Irradiance_3826 |  | 0 | 502.921 | 64.077
6 | 9 | 10 | 3827 | Yes |  | Irradiance_3827 |  | 0 | 558.145 | 70.789
6 | 9 | 11 | 3828 | Yes |  | Irradiance_3828 |  | 0 | 481.292 | 63.7136
6 | 9 | 12 | 3829 | Yes |  | Irradiance_3829 |  | 0 | 362.151 | 48.1221
6 | 9 | 13 | 3830 | Yes |  | Irradiance_3830 |  | 0 | 384.245 | 50.1104
6 | 9 | 14 | 3831 | Yes |  | Irradiance_3831 |  | 0 | 381.783 | 49.2442
6 | 9 | 15 | 3832 | Yes |  | Irradiance_3832 |  | 0 | 324.753 | 41.6736
6 | 9 | 16 | 3833 | Yes |  | Irradiance_3833 |  | 0 | 216.821 | 28.0066
6 | 9 | 17 | 3834 | Yes |  | Irradiance_3834 |  | 0 | 116.747 | 14.8854
6 | 9 | 18 | 3835 | Yes |  | Irradiance_3835 |  | 0 | 43.716 | 5.1493
6 | 9 | 19 | 3836 | Yes |  | Irradiance_3836 |  | 0 | 5.54 | 0
6 | 9 | 20 | 3837 | Yes |  | Irradiance_3837 |  | 0 | 0 | 0
6 | 9 | 21 | 3838 | Yes |  | Irradiance_3838 |  | 0 | 0 | 0
6 | 9 | 22 | 3839 | Yes |  | Irradiance_3839 |  | 0 | 0 | 0
6 | 9 | 23 | 3840 | Yes |  | Irradiance_3840 |  | 0 | 0 | 0
6 | 10 | 0 | 3841 | Yes |  | Irradiance_3841 |  | 0 | 0 | 0
6 | 10 | 1 | 3842 | Yes |  | Irradiance_3842 |  | 0 | 0 | 0
6 | 10 | 2 | 3843 | Yes |  | Irradiance_3843 |  | 0 | 0 | 0
6 | 10 | 3 | 3844 | Yes |  | Irradiance_3844 |  | 0 | 0.922 | 0
6 | 10 | 4 | 3845 | Yes |  | Irradiance_3845 |  | 0 | 11.087 | 0.67264
6 | 10 | 5 | 3846 | Yes |  | Irradiance_3846 |  | 0 | 34.277 | 3.9264
6 | 10 | 6 | 3847 | Yes |  | Irradiance_3847 |  | 0 | 64.071 | 8.0838
6 | 10 | 7 | 3848 | Yes |  | Irradiance_3848 |  | 0 | 94.001 | 12.1765
6 | 10 | 8 | 3849 | Yes |  | Irradiance_3849 |  | 0 | 121.503 | 15.9422
6 | 10 | 9 | 3850 | Yes |  | Irradiance_3850 |  | 0 | 144.542 | 19.0613
6 | 10 | 10 | 3851 | Yes |  | Irradiance_3851 |  | 0 | 229.133 | 30.5414
6 | 10 | 11 | 3852 | Yes |  | Irradiance_3852 |  | 0 | 304.545 | 40.3738
6 | 10 | 12 | 3853 | Yes |  | Irradiance_3853 |  | 0 | 362.04 | 47.9629
6 | 10 | 13 | 3854 | Yes |  | Irradiance_3854 |  | 0 | 343.462 | 45.6515
6 | 10 | 14 | 3855 | Yes |  | Irradiance_3855 |  | 0 | 281.917 | 37.3552
6 | 10 | 15 | 3856 | Yes |  | Irradiance_3856 |  | 0 | 220.096 | 29.1715
6 | 10 | 16 | 3857 | Yes |  | Irradiance_3857 |  | 0 | 151.381 | 19.8966
6 | 10 | 17 | 3858 | Yes |  | Irradiance_3858 |  | 0 | 84.471 | 10.8467
6 | 10 | 18 | 3859 | Yes |  | Irradiance_3859 |  | 0 | 31.506 | 3.5115
6 | 10 | 19 | 3860 | Yes |  | Irradiance_3860 |  | 0 | 3.691 | 0
6 | 10 | 20 | 3861 | Yes |  | Irradiance_3861 |  | 0 | 0 | 0
6 | 10 | 21 | 3862 | Yes |  | Irradiance_3862 |  | 0 | 0 | 0
6 | 10 | 22 | 3863 | Yes |  | Irradiance_3863 |  | 0 | 0 | 0
6 | 10 | 23 | 3864 | Yes |  | Irradiance_3864 |  | 0 | 0 | 0
6 | 11 | 0 | 3865 | Yes |  | Irradiance_3865 |  | 0 | 0 | 0
6 | 11 | 1 | 3866 | Yes |  | Irradiance_3866 |  | 0 | 0 | 0
6 | 11 | 2 | 3867 | Yes |  | Irradiance_3867 |  | 0 | 0 | 0
6 | 11 | 3 | 3868 | Yes |  | Irradiance_3868 |  | 0 | 0.922 | 0
6 | 11 | 4 | 3869 | Yes |  | Irradiance_3869 |  | 0 | 11.087 | 0.67968
6 | 11 | 5 | 3870 | Yes |  | Irradiance_3870 |  | 0 | 34.277 | 3.9506
6 | 11 | 6 | 3871 | Yes |  | Irradiance_3871 |  | 0 | 64.071 | 8.1093
6 | 11 | 7 | 3872 | Yes |  | Irradiance_3872 |  | 0 | 134.4 | 17.6923
6 | 11 | 8 | 3873 | Yes |  | Irradiance_3873 |  | 0 | 225.58 | 29.9382
6 | 11 | 9 | 3874 | Yes |  | Irradiance_3874 |  | 0 | 323.933 | 42.7867
6 | 11 | 10 | 3875 | Yes |  | Irradiance_3875 |  | 0 | 358.551 | 47.4987
6 | 11 | 11 | 3876 | Yes |  | Irradiance_3876 |  | 0 | 371.733 | 49.2635
6 | 11 | 12 | 3877 | Yes |  | Irradiance_3877 |  | 0 | 362.919 | 47.4395
6 | 11 | 13 | 3878 | Yes |  | Irradiance_3878 |  | 0 | 332.499 | 43.1376
6 | 11 | 14 | 3879 | Yes |  | Irradiance_3879 |  | 0 | 282.885 | 37.5246
6 | 11 | 15 | 3880 | Yes |  | Irradiance_3880 |  | 0 | 221.662 | 29.4501
6 | 11 | 16 | 3881 | Yes |  | Irradiance_3881 |  | 0 | 152.312 | 20.2341
6 | 11 | 17 | 3882 | Yes |  | Irradiance_3882 |  | 0 | 85.37 | 11.1475
6 | 11 | 18 | 3883 | Yes |  | Irradiance_3883 |  | 0 | 32.436 | 3.7226
6 | 11 | 19 | 3884 | Yes |  | Irradiance_3884 |  | 0 | 4.615 | 0
6 | 11 | 20 | 3885 | Yes |  | Irradiance_3885 |  | 0 | 0 | 0
6 | 11 | 21 | 3886 | Yes |  | Irradiance_3886 |  | 0 | 0 | 0
6 | 11 | 22 | 3887 | Yes |  | Irradiance_3887 |  | 0 | 0 | 0
6 | 11 | 23 | 3888 | Yes |  | Irradiance_3888 |  | 0 | 0 | 0
6 | 12 | 0 | 3889 | Yes |  | Irradiance_3889 |  | 0 | 0 | 0
6 | 12 | 1 | 3890 | Yes |  | Irradiance_3890 |  | 0 | 0 | 0
6 | 12 | 2 | 3891 | Yes |  | Irradiance_3891 |  | 0 | 0 | 0
6 | 12 | 3 | 3892 | Yes |  | Irradiance_3892 |  | 0 | 2.767 | 0
6 | 12 | 4 | 3893 | Yes |  | Irradiance_3893 |  | 0 | 24.074 | 2.5555
6 | 12 | 5 | 3894 | Yes |  | Irradiance_3894 |  | 0 | 74.328 | 9.7018
6 | 12 | 6 | 3895 | Yes |  | Irradiance_3895 |  | 0 | 140.394 | 19.056
6 | 12 | 7 | 3896 | Yes |  | Irradiance_3896 |  | 0 | 279.762 | 37.9859
6 | 12 | 8 | 3897 | Yes |  | Irradiance_3897 |  | 0 | 457.854 | 61.4194
6 | 12 | 9 | 3898 | Yes |  | Irradiance_3898 |  | 0 | 645.741 | 85.7432
6 | 12 | 10 | 3899 | Yes |  | Irradiance_3899 |  | 0 | 664.713 | 87.7827
6 | 12 | 11 | 3900 | Yes |  | Irradiance_3900 |  | 0 | 643.048 | 84.6008
6 | 12 | 12 | 3901 | Yes |  | Irradiance_3901 |  | 0 | 574.39 | 75.2373
6 | 12 | 13 | 3902 | Yes |  | Irradiance_3902 |  | 0 | 510.736 | 67.4093
6 | 12 | 14 | 3903 | Yes |  | Irradiance_3903 |  | 0 | 441.04 | 58.3218
6 | 12 | 15 | 3904 | Yes |  | Irradiance_3904 |  | 0 | 335.967 | 44.5736
6 | 12 | 16 | 3905 | Yes |  | Irradiance_3905 |  | 0 | 272.226 | 35.4667
6 | 12 | 17 | 3906 | Yes |  | Irradiance_3906 |  | 0 | 142.61 | 18.2355
6 | 12 | 18 | 3907 | Yes |  | Irradiance_3907 |  | 0 | 54.039 | 6.6981
6 | 12 | 19 | 3908 | Yes |  | Irradiance_3908 |  | 0 | 9.246 | 0.41952
6 | 12 | 20 | 3909 | Yes |  | Irradiance_3909 |  | 0 | 0 | 0
6 | 12 | 21 | 3910 | Yes |  | Irradiance_3910 |  | 0 | 0 | 0
6 | 12 | 22 | 3911 | Yes |  | Irradiance_3911 |  | 0 | 0 | 0
6 | 12 | 23 | 3912 | Yes |  | Irradiance_3912 |  | 0 | 0 | 0
6 | 13 | 0 | 3913 | Yes |  | Irradiance_3913 |  | 0 | 0 | 0
6 | 13 | 1 | 3914 | Yes |  | Irradiance_3914 |  | 0 | 0 | 0
6 | 13 | 2 | 3915 | Yes |  | Irradiance_3915 |  | 0 | 0 | 0
6 | 13 | 3 | 3916 | Yes |  | Irradiance_3916 |  | 0 | 3.691 | 0
6 | 13 | 4 | 3917 | Yes |  | Irradiance_3917 |  | 0 | 35.014 | 4.1426
6 | 13 | 5 | 3918 | Yes |  | Irradiance_3918 |  | 0 | 103.857 | 13.7115
6 | 13 | 6 | 3919 | Yes |  | Irradiance_3919 |  | 0 | 199.689 | 26.455
6 | 13 | 7 | 3920 | Yes |  | Irradiance_3920 |  | 0 | 280.974 | 37.5298
6 | 13 | 8 | 3921 | Yes |  | Irradiance_3921 |  | 0 | 319.467 | 42.8019
6 | 13 | 9 | 3922 | Yes |  | Irradiance_3922 |  | 0 | 327.827 | 43.8899
6 | 13 | 10 | 3923 | Yes |  | Irradiance_3923 |  | 0 | 422.177 | 55.9554
6 | 13 | 11 | 3924 | Yes |  | Irradiance_3924 |  | 0 | 518.322 | 67.7494
6 | 13 | 12 | 3925 | Yes |  | Irradiance_3925 |  | 0 | 574.358 | 73.9814
6 | 13 | 13 | 3926 | Yes |  | Irradiance_3926 |  | 0 | 460.239 | 60.3672
6 | 13 | 14 | 3927 | Yes |  | Irradiance_3927 |  | 0 | 334.048 | 44.2682
6 | 13 | 15 | 3928 | Yes |  | Irradiance_3928 |  | 0 | 223.996 | 29.7339
6 | 13 | 16 | 3929 | Yes |  | Irradiance_3929 |  | 0 | 154.682 | 20.485
6 | 13 | 17 | 3930 | Yes |  | Irradiance_3930 |  | 0 | 87.166 | 11.2899
6 | 13 | 18 | 3931 | Yes |  | Irradiance_3931 |  | 0 | 33.366 | 3.8094
6 | 13 | 19 | 3932 | Yes |  | Irradiance_3932 |  | 0 | 5.54 | 0
6 | 13 | 20 | 3933 | Yes |  | Irradiance_3933 |  | 0 | 0 | 0
6 | 13 | 21 | 3934 | Yes |  | Irradiance_3934 |  | 0 | 0 | 0
6 | 13 | 22 | 3935 | Yes |  | Irradiance_3935 |  | 0 | 0 | 0
6 | 13 | 23 | 3936 | Yes |  | Irradiance_3936 |  | 0 | 0 | 0
6 | 14 | 0 | 3937 | Saturday |  | Irradiance_3937 |  | 0 | 0 | 0
6 | 14 | 1 | 3938 | Saturday |  | Irradiance_3938 |  | 0 | 0 | 0
6 | 14 | 2 | 3939 | Saturday |  | Irradiance_3939 |  | 0 | 0 | 0
6 | 14 | 3 | 3940 | Saturday |  | Irradiance_3940 |  | 0 | 6.467 | 0.05568
6 | 14 | 4 | 3941 | Saturday |  | Irradiance_3941 |  | 0 | 40.633 | 4.9731
6 | 14 | 5 | 3942 | Saturday |  | Irradiance_3942 |  | 0 | 136.679 | 15.9949
6 | 14 | 6 | 3943 | Saturday |  | Irradiance_3943 |  | 0 | 310.325 | 38.8504
6 | 14 | 7 | 3944 | Saturday |  | Irradiance_3944 |  | 0 | 502.82 | 64.0925
6 | 14 | 8 | 3945 | Saturday |  | Irradiance_3945 |  | 0 | 631.664 | 80.4046
6 | 14 | 9 | 3946 | Saturday |  | Irradiance_3946 |  | 0 | 641.279 | 82.2482
6 | 14 | 10 | 3947 | Saturday |  | Irradiance_3947 |  | 0 | 662.102 | 85.1586
6 | 14 | 11 | 3948 | Saturday |  | Irradiance_3948 |  | 0 | 638.707 | 82.6502
6 | 14 | 12 | 3949 | Saturday |  | Irradiance_3949 |  | 0 | 572.37 | 74.2978
6 | 14 | 13 | 3950 | Saturday |  | Irradiance_3950 |  | 0 | 570.044 | 74.063
6 | 14 | 14 | 3951 | Saturday |  | Irradiance_3951 |  | 0 | 522.271 | 67.7141
6 | 14 | 15 | 3952 | Saturday |  | Irradiance_3952 |  | 0 | 413.785 | 53.4395
6 | 14 | 16 | 3953 | Saturday |  | Irradiance_3953 |  | 0 | 307.513 | 39.0086
6 | 14 | 17 | 3954 | Saturday |  | Irradiance_3954 |  | 0 | 161.278 | 18.9595
6 | 14 | 18 | 3955 | Saturday |  | Irradiance_3955 |  | 0 | 55.666 | 6.8466
6 | 14 | 19 | 3956 | Saturday |  | Irradiance_3956 |  | 0 | 11.102 | 0.67072
6 | 14 | 20 | 3957 | Saturday |  | Irradiance_3957 |  | 0 | 0 | 0
6 | 14 | 21 | 3958 | Saturday |  | Irradiance_3958 |  | 0 | 0 | 0
6 | 14 | 22 | 3959 | Saturday |  | Irradiance_3959 |  | 0 | 0 | 0
6 | 14 | 23 | 3960 | Saturday |  | Irradiance_3960 |  | 0 | 0 | 0
6 | 15 | 0 | 3961 | Sunday |  | Irradiance_3961 |  | 0 | 0 | 0
6 | 15 | 1 | 3962 | Sunday |  | Irradiance_3962 |  | 0 | 0 | 0
6 | 15 | 2 | 3963 | Sunday |  | Irradiance_3963 |  | 0 | 0 | 0
6 | 15 | 3 | 3964 | Sunday |  | Irradiance_3964 |  | 0 | 6.467 | 0.06288
6 | 15 | 4 | 3965 | Sunday |  | Irradiance_3965 |  | 0 | 39.903 | 4.9726
6 | 15 | 5 | 3966 | Sunday |  | Irradiance_3966 |  | 0 | 136.206 | 16.303
6 | 15 | 6 | 3967 | Sunday |  | Irradiance_3967 |  | 0 | 306.099 | 39.4296
6 | 15 | 7 | 3968 | Sunday |  | Irradiance_3968 |  | 0 | 501.372 | 66.1322
6 | 15 | 8 | 3969 | Sunday |  | Irradiance_3969 |  | 0 | 680.929 | 89.9678
6 | 15 | 9 | 3970 | Sunday |  | Irradiance_3970 |  | 0 | 818.403 | 105.3653
6 | 15 | 10 | 3971 | Sunday |  | Irradiance_3971 |  | 0 | 836.323 | 107.4227
6 | 15 | 11 | 3972 | Sunday |  | Irradiance_3972 |  | 0 | 751.531 | 97.2434
6 | 15 | 12 | 3973 | Sunday |  | Irradiance_3973 |  | 0 | 576.695 | 75.8336
6 | 15 | 13 | 3974 | Sunday |  | Irradiance_3974 |  | 0 | 570.09 | 75.2957
6 | 15 | 14 | 3975 | Sunday |  | Irradiance_3975 |  | 0 | 525.302 | 69.0589
6 | 15 | 15 | 3976 | Sunday |  | Irradiance_3976 |  | 0 | 422.949 | 55.5782
6 | 15 | 16 | 3977 | Sunday |  | Irradiance_3977 |  | 0 | 299.455 | 38.4117
6 | 15 | 17 | 3978 | Sunday |  | Irradiance_3978 |  | 0 | 157.607 | 19.0205
6 | 15 | 18 | 3979 | Sunday |  | Irradiance_3979 |  | 0 | 55.685 | 6.9275
6 | 15 | 19 | 3980 | Sunday |  | Irradiance_3980 |  | 0 | 11.102 | 0.68864
6 | 15 | 20 | 3981 | Sunday |  | Irradiance_3981 |  | 0 | 0 | 0
6 | 15 | 21 | 3982 | Sunday |  | Irradiance_3982 |  | 0 | 0 | 0
6 | 15 | 22 | 3983 | Sunday |  | Irradiance_3983 |  | 0 | 0 | 0
6 | 15 | 23 | 3984 | Sunday |  | Irradiance_3984 |  | 0 | 0 | 0
6 | 16 | 0 | 3985 | Yes |  | Irradiance_3985 |  | 0 | 0 | 0
6 | 16 | 1 | 3986 | Yes |  | Irradiance_3986 |  | 0 | 0 | 0
6 | 16 | 2 | 3987 | Yes |  | Irradiance_3987 |  | 0 | 0 | 0
6 | 16 | 3 | 3988 | Yes |  | Irradiance_3988 |  | 0 | 6.467 | 0.0624
6 | 16 | 4 | 3989 | Yes |  | Irradiance_3989 |  | 0 | 40.619 | 5.0435
6 | 16 | 5 | 3990 | Yes |  | Irradiance_3990 |  | 0 | 128.56 | 16.7534
6 | 16 | 6 | 3991 | Yes |  | Irradiance_3991 |  | 0 | 199.155 | 26.9726
6 | 16 | 7 | 3992 | Yes |  | Irradiance_3992 |  | 0 | 313.774 | 42.455
6 | 16 | 8 | 3993 | Yes |  | Irradiance_3993 |  | 0 | 419.052 | 56.3408
6 | 16 | 9 | 3994 | Yes |  | Irradiance_3994 |  | 0 | 494.338 | 65.4723
6 | 16 | 10 | 3995 | Yes |  | Irradiance_3995 |  | 0 | 552.246 | 72.925
6 | 16 | 11 | 3996 | Yes |  | Irradiance_3996 |  | 0 | 573.084 | 74.9491
6 | 16 | 12 | 3997 | Yes |  | Irradiance_3997 |  | 0 | 561.384 | 73.2731
6 | 16 | 13 | 3998 | Yes |  | Irradiance_3998 |  | 0 | 625.96 | 81.6802
6 | 16 | 14 | 3999 | Yes |  | Irradiance_3999 |  | 0 | 587.153 | 76.9926
6 | 16 | 15 | 4000 | Yes |  | Irradiance_4000 |  | 0 | 485.949 | 63.5862
6 | 16 | 16 | 4001 | Yes |  | Irradiance_4001 |  | 0 | 300.747 | 38.6882
6 | 16 | 17 | 4002 | Yes |  | Irradiance_4002 |  | 0 | 149.391 | 18.7638
6 | 16 | 18 | 4003 | Yes |  | Irradiance_4003 |  | 0 | 55.722 | 6.9016
6 | 16 | 19 | 4004 | Yes |  | Irradiance_4004 |  | 0 | 8.318 | 0.28432
6 | 16 | 20 | 4005 | Yes |  | Irradiance_4005 |  | 0 | 0 | 0
6 | 16 | 21 | 4006 | Yes |  | Irradiance_4006 |  | 0 | 0 | 0
6 | 16 | 22 | 4007 | Yes |  | Irradiance_4007 |  | 0 | 0 | 0
6 | 16 | 23 | 4008 | Yes |  | Irradiance_4008 |  | 0 | 0 | 0
6 | 17 | 0 | 4009 | Yes |  | Irradiance_4009 |  | 0 | 0 | 0
6 | 17 | 1 | 4010 | Yes |  | Irradiance_4010 |  | 0 | 0 | 0
6 | 17 | 2 | 4011 | Yes |  | Irradiance_4011 |  | 0 | 0 | 0
6 | 17 | 3 | 4012 | Yes |  | Irradiance_4012 |  | 0 | 3.691 | 0
6 | 17 | 4 | 4013 | Yes |  | Irradiance_4013 |  | 0 | 32.451 | 3.7981
6 | 17 | 5 | 4014 | Yes |  | Irradiance_4014 |  | 0 | 86.449 | 11.4846
6 | 17 | 6 | 4015 | Yes |  | Irradiance_4015 |  | 0 | 139.993 | 18.9267
6 | 17 | 7 | 4016 | Yes |  | Irradiance_4016 |  | 0 | 210.632 | 28.5232
6 | 17 | 8 | 4017 | Yes |  | Irradiance_4017 |  | 0 | 283.137 | 38.0998
6 | 17 | 9 | 4018 | Yes |  | Irradiance_4018 |  | 0 | 327.065 | 43.5968
6 | 17 | 10 | 4019 | Yes |  | Irradiance_4019 |  | 0 | 297.088 | 39.3184
6 | 17 | 11 | 4020 | Yes |  | Irradiance_4020 |  | 0 | 241.138 | 31.9221
6 | 17 | 12 | 4021 | Yes |  | Irradiance_4021 |  | 0 | 163.167 | 21.5486
6 | 17 | 13 | 4022 | Yes |  | Irradiance_4022 |  | 0 | 149.445 | 19.6941
6 | 17 | 14 | 4023 | Yes |  | Irradiance_4023 |  | 0 | 128.184 | 16.7896
6 | 17 | 15 | 4024 | Yes |  | Irradiance_4024 |  | 0 | 101.532 | 13.173
6 | 17 | 16 | 4025 | Yes |  | Irradiance_4025 |  | 0 | 71.537 | 9.0573
6 | 17 | 17 | 4026 | Yes |  | Irradiance_4026 |  | 0 | 40.785 | 4.8098
6 | 17 | 18 | 4027 | Yes |  | Irradiance_4027 |  | 0 | 15.718 | 1.316
6 | 17 | 19 | 4028 | Yes |  | Irradiance_4028 |  | 0 | 3.691 | 0
6 | 17 | 20 | 4029 | Yes |  | Irradiance_4029 |  | 0 | 0 | 0
6 | 17 | 21 | 4030 | Yes |  | Irradiance_4030 |  | 0 | 0 | 0
6 | 17 | 22 | 4031 | Yes |  | Irradiance_4031 |  | 0 | 0 | 0
6 | 17 | 23 | 4032 | Yes |  | Irradiance_4032 |  | 0 | 0 | 0
6 | 18 | 0 | 4033 | Yes |  | Irradiance_4033 |  | 0 | 0 | 0
6 | 18 | 1 | 4034 | Yes |  | Irradiance_4034 |  | 0 | 0 | 0
6 | 18 | 2 | 4035 | Yes |  | Irradiance_4035 |  | 0 | 0 | 0
6 | 18 | 3 | 4036 | Yes |  | Irradiance_4036 |  | 0 | 2.767 | 0
6 | 18 | 4 | 4037 | Yes |  | Irradiance_4037 |  | 0 | 28.725 | 3.2374
6 | 18 | 5 | 4038 | Yes |  | Irradiance_4038 |  | 0 | 95.238 | 12.592
6 | 18 | 6 | 4039 | Yes |  | Irradiance_4039 |  | 0 | 199.005 | 26.539
6 | 18 | 7 | 4040 | Yes |  | Irradiance_4040 |  | 0 | 333.941 | 44.648
6 | 18 | 8 | 4041 | Yes |  | Irradiance_4041 |  | 0 | 487.73 | 64.5429
6 | 18 | 9 | 4042 | Yes |  | Irradiance_4042 |  | 0 | 639.011 | 83.4963
6 | 18 | 10 | 4043 | Yes |  | Irradiance_4043 |  | 0 | 677.978 | 87.6266
6 | 18 | 11 | 4044 | Yes |  | Irradiance_4044 |  | 0 | 638.715 | 82.7486
6 | 18 | 12 | 4045 | Yes |  | Irradiance_4045 |  | 0 | 573.414 | 74.5874
6 | 18 | 13 | 4046 | Yes |  | Irradiance_4046 |  | 0 | 511.079 | 66.7558
6 | 18 | 14 | 4047 | Yes |  | Irradiance_4047 |  | 0 | 442.744 | 58.0283
6 | 18 | 15 | 4048 | Yes |  | Irradiance_4048 |  | 0 | 339.517 | 44.4517
6 | 18 | 16 | 4049 | Yes |  | Irradiance_4049 |  | 0 | 261.41 | 33.7398
6 | 18 | 17 | 4050 | Yes |  | Irradiance_4050 |  | 0 | 152.196 | 19.0435
6 | 18 | 18 | 4051 | Yes |  | Irradiance_4051 |  | 0 | 57.863 | 7.0987
6 | 18 | 19 | 4052 | Yes |  | Irradiance_4052 |  | 0 | 11.101 | 0.6648
6 | 18 | 20 | 4053 | Yes |  | Irradiance_4053 |  | 0 | 0 | 0
6 | 18 | 21 | 4054 | Yes |  | Irradiance_4054 |  | 0 | 0 | 0
6 | 18 | 22 | 4055 | Yes |  | Irradiance_4055 |  | 0 | 0 | 0
6 | 18 | 23 | 4056 | Yes |  | Irradiance_4056 |  | 0 | 0 | 0
6 | 19 | 0 | 4057 | Yes |  | Irradiance_4057 |  | 0 | 0 | 0
6 | 19 | 1 | 4058 | Yes |  | Irradiance_4058 |  | 0 | 0 | 0
6 | 19 | 2 | 4059 | Yes |  | Irradiance_4059 |  | 0 | 0 | 0
6 | 19 | 3 | 4060 | Yes |  | Irradiance_4060 |  | 0 | 5.541 | 0
6 | 19 | 4 | 4061 | Yes |  | Irradiance_4061 |  | 0 | 42.916 | 5.3032
6 | 19 | 5 | 4062 | Yes |  | Irradiance_4062 |  | 0 | 122.119 | 15.5258
6 | 19 | 6 | 4063 | Yes |  | Irradiance_4063 |  | 0 | 242.576 | 31.7405
6 | 19 | 7 | 4064 | Yes |  | Irradiance_4064 |  | 0 | 362.298 | 47.8843
6 | 19 | 8 | 4065 | Yes |  | Irradiance_4065 |  | 0 | 455.709 | 59.7872
6 | 19 | 9 | 4066 | Yes |  | Irradiance_4066 |  | 0 | 505.884 | 65.9842
6 | 19 | 10 | 4067 | Yes |  | Irradiance_4067 |  | 0 | 550.036 | 71.3664
6 | 19 | 11 | 4068 | Yes |  | Irradiance_4068 |  | 0 | 574.066 | 73.6763
6 | 19 | 12 | 4069 | Yes |  | Irradiance_4069 |  | 0 | 560.395 | 71.9072
6 | 19 | 13 | 4070 | Yes |  | Irradiance_4070 |  | 0 | 462.419 | 59.9754
6 | 19 | 14 | 4071 | Yes |  | Irradiance_4071 |  | 0 | 336.029 | 43.8054
6 | 19 | 15 | 4072 | Yes |  | Irradiance_4072 |  | 0 | 226.553 | 29.5696
6 | 19 | 16 | 4073 | Yes |  | Irradiance_4073 |  | 0 | 157.008 | 20.3714
6 | 19 | 17 | 4074 | Yes |  | Irradiance_4074 |  | 0 | 89.891 | 11.4237
6 | 19 | 18 | 4075 | Yes |  | Irradiance_4075 |  | 0 | 35.226 | 3.9754
6 | 19 | 19 | 4076 | Yes |  | Irradiance_4076 |  | 0 | 6.465 | 0.012
6 | 19 | 20 | 4077 | Yes |  | Irradiance_4077 |  | 0 | 0 | 0
6 | 19 | 21 | 4078 | Yes |  | Irradiance_4078 |  | 0 | 0 | 0
6 | 19 | 22 | 4079 | Yes |  | Irradiance_4079 |  | 0 | 0 | 0
6 | 19 | 23 | 4080 | Yes |  | Irradiance_4080 |  | 0 | 0 | 0
6 | 20 | 0 | 4081 | Yes |  | Irradiance_4081 |  | 0 | 0 | 0
6 | 20 | 1 | 4082 | Yes |  | Irradiance_4082 |  | 0 | 0 | 0
6 | 20 | 2 | 4083 | Yes |  | Irradiance_4083 |  | 0 | 0 | 0
6 | 20 | 3 | 4084 | Yes |  | Irradiance_4084 |  | 0 | 5.541 | 0
6 | 20 | 4 | 4085 | Yes |  | Irradiance_4085 |  | 0 | 40.578 | 4.9333
6 | 20 | 5 | 4086 | Yes |  | Irradiance_4086 |  | 0 | 131.499 | 16.3494
6 | 20 | 6 | 4087 | Yes |  | Irradiance_4087 |  | 0 | 271.021 | 34.6933
6 | 20 | 7 | 4088 | Yes |  | Irradiance_4088 |  | 0 | 440.567 | 57.1667
6 | 20 | 8 | 4089 | Yes |  | Irradiance_4089 |  | 0 | 610.024 | 78.7182
6 | 20 | 9 | 4090 | Yes |  | Irradiance_4090 |  | 0 | 745.169 | 95.0291
6 | 20 | 10 | 4091 | Yes |  | Irradiance_4091 |  | 0 | 754.611 | 95.7662
6 | 20 | 11 | 4092 | Yes |  | Irradiance_4092 |  | 0 | 691.031 | 88.4187
6 | 20 | 12 | 4093 | Yes |  | Irradiance_4093 |  | 0 | 575.787 | 73.749
6 | 20 | 13 | 4094 | Yes |  | Irradiance_4094 |  | 0 | 512.06 | 66.1514
6 | 20 | 14 | 4095 | Yes |  | Irradiance_4095 |  | 0 | 443.945 | 57.293
6 | 20 | 15 | 4096 | Yes |  | Irradiance_4096 |  | 0 | 340.715 | 44.156
6 | 20 | 16 | 4097 | Yes |  | Irradiance_4097 |  | 0 | 225.161 | 29.2925
6 | 20 | 17 | 4098 | Yes |  | Irradiance_4098 |  | 0 | 124.848 | 16.1474
6 | 20 | 18 | 4099 | Yes |  | Irradiance_4099 |  | 0 | 48.821 | 5.9509
6 | 20 | 19 | 4100 | Yes |  | Irradiance_4100 |  | 0 | 9.245 | 0.41392
6 | 20 | 20 | 4101 | Yes |  | Irradiance_4101 |  | 0 | 0 | 0
6 | 20 | 21 | 4102 | Yes |  | Irradiance_4102 |  | 0 | 0 | 0
6 | 20 | 22 | 4103 | Yes |  | Irradiance_4103 |  | 0 | 0 | 0
6 | 20 | 23 | 4104 | Yes |  | Irradiance_4104 |  | 0 | 0 | 0
6 | 21 | 0 | 4105 | Saturday |  | Irradiance_4105 |  | 0 | 0 | 0
6 | 21 | 1 | 4106 | Saturday |  | Irradiance_4106 |  | 0 | 0 | 0
6 | 21 | 2 | 4107 | Saturday |  | Irradiance_4107 |  | 0 | 0 | 0
6 | 21 | 3 | 4108 | Saturday |  | Irradiance_4108 |  | 0 | 2.767 | 0
6 | 21 | 4 | 4109 | Saturday |  | Irradiance_4109 |  | 0 | 20.358 | 2.027
6 | 21 | 5 | 4110 | Saturday |  | Irradiance_4110 |  | 0 | 49.162 | 6.1019
6 | 21 | 6 | 4111 | Saturday |  | Irradiance_4111 |  | 0 | 64.071 | 8.2106
6 | 21 | 7 | 4112 | Saturday |  | Irradiance_4112 |  | 0 | 135.3 | 18.1042
6 | 21 | 8 | 4113 | Saturday |  | Irradiance_4113 |  | 0 | 227.12 | 30.4957
6 | 21 | 9 | 4114 | Saturday |  | Irradiance_4114 |  | 0 | 324.715 | 43.7462
6 | 21 | 10 | 4115 | Saturday |  | Irradiance_4115 |  | 0 | 362.311 | 48.3899
6 | 21 | 11 | 4116 | Saturday |  | Irradiance_4116 |  | 0 | 375.6 | 49.736
6 | 21 | 12 | 4117 | Saturday |  | Irradiance_4117 |  | 0 | 367.836 | 48.8466
6 | 21 | 13 | 4118 | Saturday |  | Irradiance_4118 |  | 0 | 337.374 | 45.1408
6 | 21 | 14 | 4119 | Saturday |  | Irradiance_4119 |  | 0 | 288.582 | 38.8091
6 | 21 | 15 | 4120 | Saturday |  | Irradiance_4120 |  | 0 | 226.519 | 30.4845
6 | 21 | 16 | 4121 | Saturday |  | Irradiance_4121 |  | 0 | 130.871 | 17.4214
6 | 21 | 17 | 4122 | Saturday |  | Irradiance_4122 |  | 0 | 59.408 | 7.5066
6 | 21 | 18 | 4123 | Saturday |  | Irradiance_4123 |  | 0 | 15.718 | 1.3413
6 | 21 | 19 | 4124 | Saturday |  | Irradiance_4124 |  | 0 | 2.767 | 0
6 | 21 | 20 | 4125 | Saturday |  | Irradiance_4125 |  | 0 | 0 | 0
6 | 21 | 21 | 4126 | Saturday |  | Irradiance_4126 |  | 0 | 0 | 0
6 | 21 | 22 | 4127 | Saturday |  | Irradiance_4127 |  | 0 | 0 | 0
6 | 21 | 23 | 4128 | Saturday |  | Irradiance_4128 |  | 0 | 0 | 0
6 | 22 | 0 | 4129 | Sunday |  | Irradiance_4129 |  | 0 | 0 | 0
6 | 22 | 1 | 4130 | Sunday |  | Irradiance_4130 |  | 0 | 0 | 0
6 | 22 | 2 | 4131 | Sunday |  | Irradiance_4131 |  | 0 | 0 | 0
6 | 22 | 3 | 4132 | Sunday |  | Irradiance_4132 |  | 0 | 0.922 | 0
6 | 22 | 4 | 4133 | Sunday |  | Irradiance_4133 |  | 0 | 11.087 | 0.6912
6 | 22 | 5 | 4134 | Sunday |  | Irradiance_4134 |  | 0 | 34.277 | 3.9894
6 | 22 | 6 | 4135 | Sunday |  | Irradiance_4135 |  | 0 | 64.071 | 8.2149
6 | 22 | 7 | 4136 | Sunday |  | Irradiance_4136 |  | 0 | 93.994 | 12.4216
6 | 22 | 8 | 4137 | Sunday |  | Irradiance_4137 |  | 0 | 122.43 | 16.4099
6 | 22 | 9 | 4138 | Sunday |  | Irradiance_4138 |  | 0 | 144.51 | 19.4941
6 | 22 | 10 | 4139 | Sunday |  | Irradiance_4139 |  | 0 | 160.217 | 21.6786
6 | 22 | 11 | 4140 | Sunday |  | Irradiance_4140 |  | 0 | 165.242 | 22.376
6 | 22 | 12 | 4141 | Sunday |  | Irradiance_4141 |  | 0 | 162.228 | 21.8658
6 | 22 | 13 | 4142 | Sunday |  | Irradiance_4142 |  | 0 | 149.4 | 20.0758
6 | 22 | 14 | 4143 | Sunday |  | Irradiance_4143 |  | 0 | 128.188 | 17.1259
6 | 22 | 15 | 4144 | Sunday |  | Irradiance_4144 |  | 0 | 101.535 | 13.3464
6 | 22 | 16 | 4145 | Sunday |  | Irradiance_4145 |  | 0 | 71.538 | 9.1664
6 | 22 | 17 | 4146 | Sunday |  | Irradiance_4146 |  | 0 | 41.715 | 4.9941
6 | 22 | 18 | 4147 | Sunday |  | Irradiance_4147 |  | 0 | 15.718 | 1.3357
6 | 22 | 19 | 4148 | Sunday |  | Irradiance_4148 |  | 0 | 2.767 | 0
6 | 22 | 20 | 4149 | Sunday |  | Irradiance_4149 |  | 0 | 0 | 0
6 | 22 | 21 | 4150 | Sunday |  | Irradiance_4150 |  | 0 | 0 | 0
6 | 22 | 22 | 4151 | Sunday |  | Irradiance_4151 |  | 0 | 0 | 0
6 | 22 | 23 | 4152 | Sunday |  | Irradiance_4152 |  | 0 | 0 | 0
6 | 23 | 0 | 4153 | Yes |  | Irradiance_4153 |  | 0 | 0 | 0
6 | 23 | 1 | 4154 | Yes |  | Irradiance_4154 |  | 0 | 0 | 0
6 | 23 | 2 | 4155 | Yes |  | Irradiance_4155 |  | 0 | 0 | 0
6 | 23 | 3 | 4156 | Yes |  | Irradiance_4156 |  | 0 | 5.541 | 0
6 | 23 | 4 | 4157 | Yes |  | Irradiance_4157 |  | 0 | 38.325 | 4.5965
6 | 23 | 5 | 4158 | Yes |  | Irradiance_4158 |  | 0 | 111.057 | 14.0797
6 | 23 | 6 | 4159 | Yes |  | Irradiance_4159 |  | 0 | 138.629 | 18.5706
6 | 23 | 7 | 4160 | Yes |  | Irradiance_4160 |  | 0 | 208.464 | 28.2709
6 | 23 | 8 | 4161 | Yes |  | Irradiance_4161 |  | 0 | 272.194 | 36.6053
6 | 23 | 9 | 4162 | Yes |  | Irradiance_4162 |  | 0 | 326.508 | 43.8968
6 | 23 | 10 | 4163 | Yes |  | Irradiance_4163 |  | 0 | 360.332 | 48.7898
6 | 23 | 11 | 4164 | Yes |  | Irradiance_4164 |  | 0 | 375.607 | 50.6989
6 | 23 | 12 | 4165 | Yes |  | Irradiance_4165 |  | 0 | 366.851 | 49.393
6 | 23 | 13 | 4166 | Yes |  | Irradiance_4166 |  | 0 | 276.679 | 37.393
6 | 23 | 14 | 4167 | Yes |  | Irradiance_4167 |  | 0 | 185.178 | 24.9746
6 | 23 | 15 | 4168 | Yes |  | Irradiance_4168 |  | 0 | 102.475 | 13.5544
6 | 23 | 16 | 4169 | Yes |  | Irradiance_4169 |  | 0 | 72.471 | 9.3739
6 | 23 | 17 | 4170 | Yes |  | Irradiance_4170 |  | 0 | 41.715 | 5.0469
6 | 23 | 18 | 4171 | Yes |  | Irradiance_4171 |  | 0 | 15.718 | 1.3576
6 | 23 | 19 | 4172 | Yes |  | Irradiance_4172 |  | 0 | 2.767 | 0
6 | 23 | 20 | 4173 | Yes |  | Irradiance_4173 |  | 0 | 0 | 0
6 | 23 | 21 | 4174 | Yes |  | Irradiance_4174 |  | 0 | 0 | 0
6 | 23 | 22 | 4175 | Yes |  | Irradiance_4175 |  | 0 | 0 | 0
6 | 23 | 23 | 4176 | Yes |  | Irradiance_4176 |  | 0 | 0 | 0
6 | 24 | 0 | 4177 | Yes |  | Irradiance_4177 |  | 0 | 0 | 0
6 | 24 | 1 | 4178 | Yes |  | Irradiance_4178 |  | 0 | 0 | 0
6 | 24 | 2 | 4179 | Yes |  | Irradiance_4179 |  | 0 | 0 | 0
6 | 24 | 3 | 4180 | Yes |  | Irradiance_4180 |  | 0 | 0.922 | 0
6 | 24 | 4 | 4181 | Yes |  | Irradiance_4181 |  | 0 | 11.087 | 0.7088
6 | 24 | 5 | 4182 | Yes |  | Irradiance_4182 |  | 0 | 34.277 | 4.0384
6 | 24 | 6 | 4183 | Yes |  | Irradiance_4183 |  | 0 | 63.139 | 8.1549
6 | 24 | 7 | 4184 | Yes |  | Irradiance_4184 |  | 0 | 93.994 | 12.4957
6 | 24 | 8 | 4185 | Yes |  | Irradiance_4185 |  | 0 | 122.43 | 16.4443
6 | 24 | 9 | 4186 | Yes |  | Irradiance_4186 |  | 0 | 144.508 | 19.4792
6 | 24 | 10 | 4187 | Yes |  | Irradiance_4187 |  | 0 | 160.216 | 21.6272
6 | 24 | 11 | 4188 | Yes |  | Irradiance_4188 |  | 0 | 166.206 | 22.4283
6 | 24 | 12 | 4189 | Yes |  | Irradiance_4189 |  | 0 | 162.231 | 21.8589
6 | 24 | 13 | 4190 | Yes |  | Irradiance_4190 |  | 0 | 149.404 | 20.0293
6 | 24 | 14 | 4191 | Yes |  | Irradiance_4191 |  | 0 | 129.14 | 17.187
6 | 24 | 15 | 4192 | Yes |  | Irradiance_4192 |  | 0 | 102.475 | 13.4659
6 | 24 | 16 | 4193 | Yes |  | Irradiance_4193 |  | 0 | 71.538 | 9.1842
6 | 24 | 17 | 4194 | Yes |  | Irradiance_4194 |  | 0 | 41.715 | 5.0171
6 | 24 | 18 | 4195 | Yes |  | Irradiance_4195 |  | 0 | 15.718 | 1.3456
6 | 24 | 19 | 4196 | Yes |  | Irradiance_4196 |  | 0 | 2.767 | 0
6 | 24 | 20 | 4197 | Yes |  | Irradiance_4197 |  | 0 | 0 | 0
6 | 24 | 21 | 4198 | Yes |  | Irradiance_4198 |  | 0 | 0 | 0
6 | 24 | 22 | 4199 | Yes |  | Irradiance_4199 |  | 0 | 0 | 0
6 | 24 | 23 | 4200 | Yes |  | Irradiance_4200 |  | 0 | 0 | 0
6 | 25 | 0 | 4201 | Yes |  | Irradiance_4201 |  | 0 | 0 | 0
6 | 25 | 1 | 4202 | Yes |  | Irradiance_4202 |  | 0 | 0 | 0
6 | 25 | 2 | 4203 | Yes |  | Irradiance_4203 |  | 0 | 0 | 0
6 | 25 | 3 | 4204 | Yes |  | Irradiance_4204 |  | 0 | 0.953 | 0
6 | 25 | 4 | 4205 | Yes |  | Irradiance_4205 |  | 0 | 15.719 | 1.3688
6 | 25 | 5 | 4206 | Yes |  | Irradiance_4206 |  | 0 | 61.043 | 7.7787
6 | 25 | 6 | 4207 | Yes |  | Irradiance_4207 |  | 0 | 137.69 | 18.2931
6 | 25 | 7 | 4208 | Yes |  | Irradiance_4208 |  | 0 | 207.496 | 27.6845
6 | 25 | 8 | 4209 | Yes |  | Irradiance_4209 |  | 0 | 271.207 | 36.0848
6 | 25 | 9 | 4210 | Yes |  | Irradiance_4210 |  | 0 | 324.628 | 43.0474
6 | 25 | 10 | 4211 | Yes |  | Irradiance_4211 |  | 0 | 359.333 | 47.3978
6 | 25 | 11 | 4212 | Yes |  | Irradiance_4212 |  | 0 | 374.618 | 49.1982
6 | 25 | 12 | 4213 | Yes |  | Irradiance_4213 |  | 0 | 365.899 | 47.9403
6 | 25 | 13 | 4214 | Yes |  | Irradiance_4214 |  | 0 | 337.446 | 44.1688
6 | 25 | 14 | 4215 | Yes |  | Irradiance_4215 |  | 0 | 288.655 | 37.789
6 | 25 | 15 | 4216 | Yes |  | Irradiance_4216 |  | 0 | 226.59 | 29.6661
6 | 25 | 16 | 4217 | Yes |  | Irradiance_4217 |  | 0 | 205.574 | 26.7955
6 | 25 | 17 | 4218 | Yes |  | Irradiance_4218 |  | 0 | 131.549 | 16.6259
6 | 25 | 18 | 4219 | Yes |  | Irradiance_4219 |  | 0 | 58.204 | 7.235
6 | 25 | 19 | 4220 | Yes |  | Irradiance_4220 |  | 0 | 9.245 | 0.41552
6 | 25 | 20 | 4221 | Yes |  | Irradiance_4221 |  | 0 | 0 | 0
6 | 25 | 21 | 4222 | Yes |  | Irradiance_4222 |  | 0 | 0 | 0
6 | 25 | 22 | 4223 | Yes |  | Irradiance_4223 |  | 0 | 0 | 0
6 | 25 | 23 | 4224 | Yes |  | Irradiance_4224 |  | 0 | 0 | 0
6 | 26 | 0 | 4225 | Yes |  | Irradiance_4225 |  | 0 | 0 | 0
6 | 26 | 1 | 4226 | Yes |  | Irradiance_4226 |  | 0 | 0 | 0
6 | 26 | 2 | 4227 | Yes |  | Irradiance_4227 |  | 0 | 0 | 0
6 | 26 | 3 | 4228 | Yes |  | Irradiance_4228 |  | 0 | 2.859 | 0
6 | 26 | 4 | 4229 | Yes |  | Irradiance_4229 |  | 0 | 30.591 | 3.4648
6 | 26 | 5 | 4230 | Yes |  | Irradiance_4230 |  | 0 | 107.882 | 14.1176
6 | 26 | 6 | 4231 | Yes |  | Irradiance_4231 |  | 0 | 236.364 | 30.6136
6 | 26 | 7 | 4232 | Yes |  | Irradiance_4232 |  | 0 | 332.574 | 43.7266
6 | 26 | 8 | 4233 | Yes |  | Irradiance_4233 |  | 0 | 365.827 | 48.0374
6 | 26 | 9 | 4234 | Yes |  | Irradiance_4234 |  | 0 | 323.448 | 42.4936
6 | 26 | 10 | 4235 | Yes |  | Irradiance_4235 |  | 0 | 626.826 | 79.6173
6 | 26 | 11 | 4236 | Yes |  | Irradiance_4236 |  | 0 | 828.93 | 102.2464
6 | 26 | 12 | 4237 | Yes |  | Irradiance_4237 |  | 0 | 910.621 | 110.7867
6 | 26 | 13 | 4238 | Yes |  | Irradiance_4238 |  | 0 | 840.399 | 103.2965
6 | 26 | 14 | 4239 | Yes |  | Irradiance_4239 |  | 0 | 704.881 | 88.0242
6 | 26 | 15 | 4240 | Yes |  | Irradiance_4240 |  | 0 | 527.748 | 66.5478
6 | 26 | 16 | 4241 | Yes |  | Irradiance_4241 |  | 0 | 344.816 | 42.6051
6 | 26 | 17 | 4242 | Yes |  | Irradiance_4242 |  | 0 | 169.042 | 19.3699
6 | 26 | 18 | 4243 | Yes |  | Irradiance_4243 |  | 0 | 56.191 | 6.9051
6 | 26 | 19 | 4244 | Yes |  | Irradiance_4244 |  | 0 | 11.101 | 0.66976
6 | 26 | 20 | 4245 | Yes |  | Irradiance_4245 |  | 0 | 0 | 0
6 | 26 | 21 | 4246 | Yes |  | Irradiance_4246 |  | 0 | 0 | 0
6 | 26 | 22 | 4247 | Yes |  | Irradiance_4247 |  | 0 | 0 | 0
6 | 26 | 23 | 4248 | Yes |  | Irradiance_4248 |  | 0 | 0 | 0
6 | 27 | 0 | 4249 | Yes |  | Irradiance_4249 |  | 0 | 0 | 0
6 | 27 | 1 | 4250 | Yes |  | Irradiance_4250 |  | 0 | 0 | 0
6 | 27 | 2 | 4251 | Yes |  | Irradiance_4251 |  | 0 | 0 | 0
6 | 27 | 3 | 4252 | Yes |  | Irradiance_4252 |  | 0 | 5.719 | 0
6 | 27 | 4 | 4253 | Yes |  | Irradiance_4253 |  | 0 | 41.908 | 5.1037
6 | 27 | 5 | 4254 | Yes |  | Irradiance_4254 |  | 0 | 131.495 | 15.2709
6 | 27 | 6 | 4255 | Yes |  | Irradiance_4255 |  | 0 | 300.594 | 36.8354
6 | 27 | 7 | 4256 | Yes |  | Irradiance_4256 |  | 0 | 503.142 | 62.0653
6 | 27 | 8 | 4257 | Yes |  | Irradiance_4257 |  | 0 | 697.021 | 85.0307
6 | 27 | 9 | 4258 | Yes |  | Irradiance_4258 |  | 0 | 852.39 | 101.9226
6 | 27 | 10 | 4259 | Yes |  | Irradiance_4259 |  | 0 | 952.579 | 111.9662
6 | 27 | 11 | 4260 | Yes |  | Irradiance_4260 |  | 0 | 957.419 | 111.9254
6 | 27 | 12 | 4261 | Yes |  | Irradiance_4261 |  | 0 | 840.774 | 99.4982
6 | 27 | 13 | 4262 | Yes |  | Irradiance_4262 |  | 0 | 736.436 | 89.364
6 | 27 | 14 | 4263 | Yes |  | Irradiance_4263 |  | 0 | 583.224 | 72.4312
6 | 27 | 15 | 4264 | Yes |  | Irradiance_4264 |  | 0 | 416.662 | 52.6557
6 | 27 | 16 | 4265 | Yes |  | Irradiance_4265 |  | 0 | 276.597 | 34.6162
6 | 27 | 17 | 4266 | Yes |  | Irradiance_4266 |  | 0 | 169.117 | 20.4342
6 | 27 | 18 | 4267 | Yes |  | Irradiance_4267 |  | 0 | 55.553 | 6.6931
6 | 27 | 19 | 4268 | Yes |  | Irradiance_4268 |  | 0 | 12.03 | 0.772
6 | 27 | 20 | 4269 | Yes |  | Irradiance_4269 |  | 0 | 0 | 0
6 | 27 | 21 | 4270 | Yes |  | Irradiance_4270 |  | 0 | 0 | 0
6 | 27 | 22 | 4271 | Yes |  | Irradiance_4271 |  | 0 | 0 | 0
6 | 27 | 23 | 4272 | Yes |  | Irradiance_4272 |  | 0 | 0 | 0
6 | 28 | 0 | 4273 | Saturday |  | Irradiance_4273 |  | 0 | 0 | 0
6 | 28 | 1 | 4274 | Saturday |  | Irradiance_4274 |  | 0 | 0 | 0
6 | 28 | 2 | 4275 | Saturday |  | Irradiance_4275 |  | 0 | 0 | 0
6 | 28 | 3 | 4276 | Saturday |  | Irradiance_4276 |  | 0 | 0.953 | 0
6 | 28 | 4 | 4277 | Saturday |  | Irradiance_4277 |  | 0 | 10.162 | 0.544
6 | 28 | 5 | 4278 | Saturday |  | Irradiance_4278 |  | 0 | 33.347 | 3.7981
6 | 28 | 6 | 4279 | Saturday |  | Irradiance_4279 |  | 0 | 62.206 | 7.8086
6 | 28 | 7 | 4280 | Saturday |  | Irradiance_4280 |  | 0 | 93.056 | 12.0355
6 | 28 | 8 | 4281 | Saturday |  | Irradiance_4281 |  | 0 | 120.536 | 15.7224
6 | 28 | 9 | 4282 | Saturday |  | Irradiance_4282 |  | 0 | 143.552 | 18.7102
6 | 28 | 10 | 4283 | Saturday |  | Irradiance_4283 |  | 0 | 158.294 | 20.8126
6 | 28 | 11 | 4284 | Saturday |  | Irradiance_4284 |  | 0 | 165.288 | 21.7771
6 | 28 | 12 | 4285 | Saturday |  | Irradiance_4285 |  | 0 | 160.317 | 21.1138
6 | 28 | 13 | 4286 | Saturday |  | Irradiance_4286 |  | 0 | 276.607 | 36.3826
6 | 28 | 14 | 4287 | Saturday |  | Irradiance_4287 |  | 0 | 342.973 | 44.5878
6 | 28 | 15 | 4288 | Saturday |  | Irradiance_4288 |  | 0 | 337.715 | 43.3709
6 | 28 | 16 | 4289 | Saturday |  | Irradiance_4289 |  | 0 | 204.845 | 26.3731
6 | 28 | 17 | 4290 | Saturday |  | Irradiance_4290 |  | 0 | 103.373 | 13.2595
6 | 28 | 18 | 4291 | Saturday |  | Irradiance_4291 |  | 0 | 35.225 | 4.0136
6 | 28 | 19 | 4292 | Saturday |  | Irradiance_4292 |  | 0 | 7.391 | 0.15008
6 | 28 | 20 | 4293 | Saturday |  | Irradiance_4293 |  | 0 | 0 | 0
6 | 28 | 21 | 4294 | Saturday |  | Irradiance_4294 |  | 0 | 0 | 0
6 | 28 | 22 | 4295 | Saturday |  | Irradiance_4295 |  | 0 | 0 | 0
6 | 28 | 23 | 4296 | Saturday |  | Irradiance_4296 |  | 0 | 0 | 0
6 | 29 | 0 | 4297 | Sunday |  | Irradiance_4297 |  | 0 | 0 | 0
6 | 29 | 1 | 4298 | Sunday |  | Irradiance_4298 |  | 0 | 0 | 0
6 | 29 | 2 | 4299 | Sunday |  | Irradiance_4299 |  | 0 | 0 | 0
6 | 29 | 3 | 4300 | Sunday |  | Irradiance_4300 |  | 0 | 1.906 | 0
6 | 29 | 4 | 4301 | Sunday |  | Irradiance_4301 |  | 0 | 22.218 | 2.2334
6 | 29 | 5 | 4302 | Sunday |  | Irradiance_4302 |  | 0 | 70.688 | 8.9458
6 | 29 | 6 | 4303 | Sunday |  | Irradiance_4303 |  | 0 | 134.713 | 17.5762
6 | 29 | 7 | 4304 | Sunday |  | Irradiance_4304 |  | 0 | 240.363 | 31.2848
6 | 29 | 8 | 4305 | Sunday |  | Irradiance_4305 |  | 0 | 361.709 | 46.3326
6 | 29 | 9 | 4306 | Sunday |  | Irradiance_4306 |  | 0 | 496.163 | 61.8493
6 | 29 | 10 | 4307 | Sunday |  | Irradiance_4307 |  | 0 | 539.816 | 66.9102
6 | 29 | 11 | 4308 | Sunday |  | Irradiance_4308 |  | 0 | 563.906 | 69.8507
6 | 29 | 12 | 4309 | Sunday |  | Irradiance_4309 |  | 0 | 551.692 | 68.4842
6 | 29 | 13 | 4310 | Sunday |  | Irradiance_4310 |  | 0 | 565.268 | 69.8715
6 | 29 | 14 | 4311 | Sunday |  | Irradiance_4311 |  | 0 | 509.697 | 63.1805
6 | 29 | 15 | 4312 | Sunday |  | Irradiance_4312 |  | 0 | 414.471 | 51.6317
6 | 29 | 16 | 4313 | Sunday |  | Irradiance_4313 |  | 0 | 311.554 | 37.9134
6 | 29 | 17 | 4314 | Sunday |  | Irradiance_4314 |  | 0 | 165.089 | 18.7011
6 | 29 | 18 | 4315 | Sunday |  | Irradiance_4315 |  | 0 | 55.618 | 6.6554
6 | 29 | 19 | 4316 | Sunday |  | Irradiance_4316 |  | 0 | 12.03 | 0.76496
6 | 29 | 20 | 4317 | Sunday |  | Irradiance_4317 |  | 0 | 0 | 0
6 | 29 | 21 | 4318 | Sunday |  | Irradiance_4318 |  | 0 | 0 | 0
6 | 29 | 22 | 4319 | Sunday |  | Irradiance_4319 |  | 0 | 0 | 0
6 | 29 | 23 | 4320 | Sunday |  | Irradiance_4320 |  | 0 | 0 | 0
6 | 30 | 0 | 4321 | Yes |  | Irradiance_4321 |  | 0 | 0 | 0
6 | 30 | 1 | 4322 | Yes |  | Irradiance_4322 |  | 0 | 0 | 0
6 | 30 | 2 | 4323 | Yes |  | Irradiance_4323 |  | 0 | 0 | 0
6 | 30 | 3 | 4324 | Yes |  | Irradiance_4324 |  | 0 | 4.766 | 0
6 | 30 | 4 | 4325 | Yes |  | Irradiance_4325 |  | 0 | 41.131 | 4.8886
6 | 30 | 5 | 4326 | Yes |  | Irradiance_4326 |  | 0 | 119.719 | 14.0768
6 | 30 | 6 | 4327 | Yes |  | Irradiance_4327 |  | 0 | 258.68 | 31.7962
6 | 30 | 7 | 4328 | Yes |  | Irradiance_4328 |  | 0 | 395.031 | 49.2386
6 | 30 | 8 | 4329 | Yes |  | Irradiance_4329 |  | 0 | 475.363 | 58.9254
6 | 30 | 9 | 4330 | Yes |  | Irradiance_4330 |  | 0 | 496.132 | 60.964
6 | 30 | 10 | 4331 | Yes |  | Irradiance_4331 |  | 0 | 539.858 | 66.0896
6 | 30 | 11 | 4332 | Yes |  | Irradiance_4332 |  | 0 | 563.976 | 68.9251
6 | 30 | 12 | 4333 | Yes |  | Irradiance_4333 |  | 0 | 551.785 | 67.5435
6 | 30 | 13 | 4334 | Yes |  | Irradiance_4334 |  | 0 | 504.205 | 61.9395
6 | 30 | 14 | 4335 | Yes |  | Irradiance_4335 |  | 0 | 428.652 | 52.9709
6 | 30 | 15 | 4336 | Yes |  | Irradiance_4336 |  | 0 | 331.611 | 41.2299
6 | 30 | 16 | 4337 | Yes |  | Irradiance_4337 |  | 0 | 261.038 | 32.157
6 | 30 | 17 | 4338 | Yes |  | Irradiance_4338 |  | 0 | 155.253 | 19.0594
6 | 30 | 18 | 4339 | Yes |  | Irradiance_4339 |  | 0 | 57.511 | 6.8638
6 | 30 | 19 | 4340 | Yes |  | Irradiance_4340 |  | 0 | 11.101 | 0.62816
6 | 30 | 20 | 4341 | Yes |  | Irradiance_4341 |  | 0 | 0 | 0
6 | 30 | 21 | 4342 | Yes |  | Irradiance_4342 |  | 0 | 0 | 0
6 | 30 | 22 | 4343 | Yes |  | Irradiance_4343 |  | 0 | 0 | 0
6 | 30 | 23 | 4344 | Yes |  | Irradiance_4344 |  | 0 | 0 | 0
7 | 1 | 0 | 4345 | Sunday |  | Irradiance_4345 |  | 0 | 0 | 0
7 | 1 | 1 | 4346 | Sunday |  | Irradiance_4346 |  | 0 | 0 | 0
7 | 1 | 2 | 4347 | Sunday |  | Irradiance_4347 |  | 0 | 0 | 0
7 | 1 | 3 | 4348 | Sunday |  | Irradiance_4348 |  | 0 | 4.766 | 0
7 | 1 | 4 | 4349 | Sunday |  | Irradiance_4349 |  | 0 | 38.205 | 4.6011
7 | 1 | 5 | 4350 | Sunday |  | Irradiance_4350 |  | 0 | 129.016 | 15.2323
7 | 1 | 6 | 4351 | Sunday |  | Irradiance_4351 |  | 0 | 297.865 | 37.0877
7 | 1 | 7 | 4352 | Sunday |  | Irradiance_4352 |  | 0 | 500.755 | 63.7672
7 | 1 | 8 | 4353 | Sunday |  | Irradiance_4353 |  | 0 | 693.69 | 87.9856
7 | 1 | 9 | 4354 | Sunday |  | Irradiance_4354 |  | 0 | 838.956 | 104.4528
7 | 1 | 10 | 4355 | Sunday |  | Irradiance_4355 |  | 0 | 876.117 | 108.8384
7 | 1 | 11 | 4356 | Sunday |  | Irradiance_4356 |  | 0 | 782.572 | 98.1226
7 | 1 | 12 | 4357 | Sunday |  | Irradiance_4357 |  | 0 | 572.819 | 73.3752
7 | 1 | 13 | 4358 | Sunday |  | Irradiance_4358 |  | 0 | 625.903 | 79.1307
7 | 1 | 14 | 4359 | Sunday |  | Irradiance_4359 |  | 0 | 587.083 | 73.4744
7 | 1 | 15 | 4360 | Sunday |  | Irradiance_4360 |  | 0 | 489.223 | 61.585
7 | 1 | 16 | 4361 | Sunday |  | Irradiance_4361 |  | 0 | 333.454 | 41.0029
7 | 1 | 17 | 4362 | Sunday |  | Irradiance_4362 |  | 0 | 168.609 | 19.1042
7 | 1 | 18 | 4363 | Sunday |  | Irradiance_4363 |  | 0 | 58.355 | 7.0446
7 | 1 | 19 | 4364 | Sunday |  | Irradiance_4364 |  | 0 | 12.036 | 0.77472
7 | 1 | 20 | 4365 | Sunday |  | Irradiance_4365 |  | 0 | 0 | 0
7 | 1 | 21 | 4366 | Sunday |  | Irradiance_4366 |  | 0 | 0 | 0
7 | 1 | 22 | 4367 | Sunday |  | Irradiance_4367 |  | 0 | 0 | 0
7 | 1 | 23 | 4368 | Sunday |  | Irradiance_4368 |  | 0 | 0 | 0
7 | 2 | 0 | 4369 | Yes |  | Irradiance_4369 |  | 0 | 0 | 0
7 | 2 | 1 | 4370 | Yes |  | Irradiance_4370 |  | 0 | 0 | 0
7 | 2 | 2 | 4371 | Yes |  | Irradiance_4371 |  | 0 | 0 | 0
7 | 2 | 3 | 4372 | Yes |  | Irradiance_4372 |  | 0 | 4.766 | 0
7 | 2 | 4 | 4373 | Yes |  | Irradiance_4373 |  | 0 | 38.875 | 4.6422
7 | 2 | 5 | 4374 | Yes |  | Irradiance_4374 |  | 0 | 105.928 | 13.3334
7 | 2 | 6 | 4375 | Yes |  | Irradiance_4375 |  | 0 | 134.583 | 17.6555
7 | 2 | 7 | 4376 | Yes |  | Irradiance_4376 |  | 0 | 270.586 | 35.3117
7 | 2 | 8 | 4377 | Yes |  | Irradiance_4377 |  | 0 | 443.894 | 56.9293
7 | 2 | 9 | 4378 | Yes |  | Irradiance_4378 |  | 0 | 626.38 | 77.777
7 | 2 | 10 | 4379 | Yes |  | Irradiance_4379 |  | 0 | 819.491 | 99.7056
7 | 2 | 11 | 4380 | Yes |  | Irradiance_4380 |  | 0 | 933.185 | 111.3814
7 | 2 | 12 | 4381 | Yes |  | Irradiance_4381 |  | 0 | 963.18 | 113.6491
7 | 2 | 13 | 4382 | Yes |  | Irradiance_4382 |  | 0 | 867.718 | 104.0053
7 | 2 | 14 | 4383 | Yes |  | Irradiance_4383 |  | 0 | 718.141 | 86.4483
7 | 2 | 15 | 4384 | Yes |  | Irradiance_4384 |  | 0 | 528.001 | 64.0838
7 | 2 | 16 | 4385 | Yes |  | Irradiance_4385 |  | 0 | 352.62 | 41.9821
7 | 2 | 17 | 4386 | Yes |  | Irradiance_4386 |  | 0 | 172.529 | 18.9731
7 | 2 | 18 | 4387 | Yes |  | Irradiance_4387 |  | 0 | 56.367 | 6.6933
7 | 2 | 19 | 4388 | Yes |  | Irradiance_4388 |  | 0 | 12.036 | 0.75232
7 | 2 | 20 | 4389 | Yes |  | Irradiance_4389 |  | 0 | 0 | 0
7 | 2 | 21 | 4390 | Yes |  | Irradiance_4390 |  | 0 | 0 | 0
7 | 2 | 22 | 4391 | Yes |  | Irradiance_4391 |  | 0 | 0 | 0
7 | 2 | 23 | 4392 | Yes |  | Irradiance_4392 |  | 0 | 0 | 0
7 | 3 | 0 | 4393 | Yes |  | Irradiance_4393 |  | 0 | 0 | 0
7 | 3 | 1 | 4394 | Yes |  | Irradiance_4394 |  | 0 | 0 | 0
7 | 3 | 2 | 4395 | Yes |  | Irradiance_4395 |  | 0 | 0 | 0
7 | 3 | 3 | 4396 | Yes |  | Irradiance_4396 |  | 0 | 4.766 | 0
7 | 3 | 4 | 4397 | Yes |  | Irradiance_4397 |  | 0 | 41.043 | 4.9138
7 | 3 | 5 | 4398 | Yes |  | Irradiance_4398 |  | 0 | 126.176 | 14.3718
7 | 3 | 6 | 4399 | Yes |  | Irradiance_4399 |  | 0 | 293.306 | 35.4872
7 | 3 | 7 | 4400 | Yes |  | Irradiance_4400 |  | 0 | 495.834 | 60.9438
7 | 3 | 8 | 4401 | Yes |  | Irradiance_4401 |  | 0 | 692.5 | 83.8722
7 | 3 | 9 | 4402 | Yes |  | Irradiance_4402 |  | 0 | 850.219 | 100.8579
7 | 3 | 10 | 4403 | Yes |  | Irradiance_4403 |  | 0 | 954.086 | 113.5214
7 | 3 | 11 | 4404 | Yes |  | Irradiance_4404 |  | 0 | 980.5 | 116.2742
7 | 3 | 12 | 4405 | Yes |  | Irradiance_4405 |  | 0 | 918.67 | 108.9203
7 | 3 | 13 | 4406 | Yes |  | Irradiance_4406 |  | 0 | 856.073 | 101.6995
7 | 3 | 14 | 4407 | Yes |  | Irradiance_4407 |  | 0 | 727.853 | 86.6325
7 | 3 | 15 | 4408 | Yes |  | Irradiance_4408 |  | 0 | 554.575 | 66.8158
7 | 3 | 16 | 4409 | Yes |  | Irradiance_4409 |  | 0 | 352.909 | 41.6674
7 | 3 | 17 | 4410 | Yes |  | Irradiance_4410 |  | 0 | 172.487 | 19.008
7 | 3 | 18 | 4411 | Yes |  | Irradiance_4411 |  | 0 | 56.309 | 6.6414
7 | 3 | 19 | 4412 | Yes |  | Irradiance_4412 |  | 0 | 12.036 | 0.75232
7 | 3 | 20 | 4413 | Yes |  | Irradiance_4413 |  | 0 | 0 | 0
7 | 3 | 21 | 4414 | Yes |  | Irradiance_4414 |  | 0 | 0 | 0
7 | 3 | 22 | 4415 | Yes |  | Irradiance_4415 |  | 0 | 0 | 0
7 | 3 | 23 | 4416 | Yes |  | Irradiance_4416 |  | 0 | 0 | 0
7 | 4 | 0 | 4417 | Yes |  | Irradiance_4417 |  | 0 | 0 | 0
7 | 4 | 1 | 4418 | Yes |  | Irradiance_4418 |  | 0 | 0 | 0
7 | 4 | 2 | 4419 | Yes |  | Irradiance_4419 |  | 0 | 0 | 0
7 | 4 | 3 | 4420 | Yes |  | Irradiance_4420 |  | 0 | 4.766 | 0
7 | 4 | 4 | 4421 | Yes |  | Irradiance_4421 |  | 0 | 40.252 | 4.8027
7 | 4 | 5 | 4422 | Yes |  | Irradiance_4422 |  | 0 | 125.537 | 14.2819
7 | 4 | 6 | 4423 | Yes |  | Irradiance_4423 |  | 0 | 292.822 | 35.2837
7 | 4 | 7 | 4424 | Yes |  | Irradiance_4424 |  | 0 | 493.72 | 60.2774
7 | 4 | 8 | 4425 | Yes |  | Irradiance_4425 |  | 0 | 688.343 | 82.1302
7 | 4 | 9 | 4426 | Yes |  | Irradiance_4426 |  | 0 | 842.482 | 99.3653
7 | 4 | 10 | 4427 | Yes |  | Irradiance_4427 |  | 0 | 949.042 | 109.6331
7 | 4 | 11 | 4428 | Yes |  | Irradiance_4428 |  | 0 | 994.621 | 112.4638
7 | 4 | 12 | 4429 | Yes |  | Irradiance_4429 |  | 0 | 958.435 | 108.0514
7 | 4 | 13 | 4430 | Yes |  | Irradiance_4430 |  | 0 | 861.219 | 99.3093
7 | 4 | 14 | 4431 | Yes |  | Irradiance_4431 |  | 0 | 703.141 | 89.2171
7 | 4 | 15 | 4432 | Yes |  | Irradiance_4432 |  | 0 | 509.105 | 61.3474
7 | 4 | 16 | 4433 | Yes |  | Irradiance_4433 |  | 0 | 312.353 | 37.4707
7 | 4 | 17 | 4434 | Yes |  | Irradiance_4434 |  | 0 | 151.521 | 17.8133
7 | 4 | 18 | 4435 | Yes |  | Irradiance_4435 |  | 0 | 57.391 | 6.8581
7 | 4 | 19 | 4436 | Yes |  | Irradiance_4436 |  | 0 | 8.322 | 0.24944
7 | 4 | 20 | 4437 | Yes |  | Irradiance_4437 |  | 0 | 0 | 0
7 | 4 | 21 | 4438 | Yes |  | Irradiance_4438 |  | 0 | 0 | 0
7 | 4 | 22 | 4439 | Yes |  | Irradiance_4439 |  | 0 | 0 | 0
7 | 4 | 23 | 4440 | Yes |  | Irradiance_4440 |  | 0 | 0 | 0
7 | 5 | 0 | 4441 | Yes |  | Irradiance_4441 |  | 0 | 0 | 0
7 | 5 | 1 | 4442 | Yes |  | Irradiance_4442 |  | 0 | 0 | 0
7 | 5 | 2 | 4443 | Yes |  | Irradiance_4443 |  | 0 | 0 | 0
7 | 5 | 3 | 4444 | Yes |  | Irradiance_4444 |  | 0 | 3.813 | 0
7 | 5 | 4 | 4445 | Yes |  | Irradiance_4445 |  | 0 | 37.889 | 4.4459
7 | 5 | 5 | 4446 | Yes |  | Irradiance_4446 |  | 0 | 109.655 | 13.345
7 | 5 | 6 | 4447 | Yes |  | Irradiance_4447 |  | 0 | 227.651 | 28.6254
7 | 5 | 7 | 4448 | Yes |  | Irradiance_4448 |  | 0 | 320.642 | 41.7307
7 | 5 | 8 | 4449 | Yes |  | Irradiance_4449 |  | 0 | 360.111 | 46.356
7 | 5 | 9 | 4450 | Yes |  | Irradiance_4450 |  | 0 | 319.782 | 41.1427
7 | 5 | 10 | 4451 | Yes |  | Irradiance_4451 |  | 0 | 428.199 | 53.9523
7 | 5 | 11 | 4452 | Yes |  | Irradiance_4452 |  | 0 | 509.452 | 63.935
7 | 5 | 12 | 4453 | Yes |  | Irradiance_4453 |  | 0 | 566.738 | 70.3016
7 | 5 | 13 | 4454 | Yes |  | Irradiance_4454 |  | 0 | 692.564 | 84.821
7 | 5 | 14 | 4455 | Yes |  | Irradiance_4455 |  | 0 | 680.893 | 81.8822
7 | 5 | 15 | 4456 | Yes |  | Irradiance_4456 |  | 0 | 552.381 | 66.7992
7 | 5 | 16 | 4457 | Yes |  | Irradiance_4457 |  | 0 | 350.78 | 41.549
7 | 5 | 17 | 4458 | Yes |  | Irradiance_4458 |  | 0 | 173.023 | 19.5162
7 | 5 | 18 | 4459 | Yes |  | Irradiance_4459 |  | 0 | 55.513 | 6.5574
7 | 5 | 19 | 4460 | Yes |  | Irradiance_4460 |  | 0 | 11.107 | 0.63264
7 | 5 | 20 | 4461 | Yes |  | Irradiance_4461 |  | 0 | 0 | 0
7 | 5 | 21 | 4462 | Yes |  | Irradiance_4462 |  | 0 | 0 | 0
7 | 5 | 22 | 4463 | Yes |  | Irradiance_4463 |  | 0 | 0 | 0
7 | 5 | 23 | 4464 | Yes |  | Irradiance_4464 |  | 0 | 0 | 0
7 | 6 | 0 | 4465 | Yes |  | Irradiance_4465 |  | 0 | 0 | 0
7 | 6 | 1 | 4466 | Yes |  | Irradiance_4466 |  | 0 | 0 | 0
7 | 6 | 2 | 4467 | Yes |  | Irradiance_4467 |  | 0 | 0 | 0
7 | 6 | 3 | 4468 | Yes |  | Irradiance_4468 |  | 0 | 2.859 | 0
7 | 6 | 4 | 4469 | Yes |  | Irradiance_4469 |  | 0 | 34.649 | 3.9379
7 | 6 | 5 | 4470 | Yes |  | Irradiance_4470 |  | 0 | 110.355 | 12.7754
7 | 6 | 6 | 4471 | Yes |  | Irradiance_4471 |  | 0 | 272.24 | 33.1698
7 | 6 | 7 | 4472 | Yes |  | Irradiance_4472 |  | 0 | 467.906 | 57.717
7 | 6 | 8 | 4473 | Yes |  | Irradiance_4473 |  | 0 | 664.484 | 81.4851
7 | 6 | 9 | 4474 | Yes |  | Irradiance_4474 |  | 0 | 830.372 | 100.4339
7 | 6 | 10 | 4475 | Yes |  | Irradiance_4475 |  | 0 | 894.571 | 107.0264
7 | 6 | 11 | 4476 | Yes |  | Irradiance_4476 |  | 0 | 856.939 | 103.0117
7 | 6 | 12 | 4477 | Yes |  | Irradiance_4477 |  | 0 | 718.108 | 87.5717
7 | 6 | 13 | 4478 | Yes |  | Irradiance_4478 |  | 0 | 567 | 69.7818
7 | 6 | 14 | 4479 | Yes |  | Irradiance_4479 |  | 0 | 388.488 | 47.999
7 | 6 | 15 | 4480 | Yes |  | Irradiance_4480 |  | 0 | 224.73 | 27.9339
7 | 6 | 16 | 4481 | Yes |  | Irradiance_4481 |  | 0 | 203.035 | 25.0776
7 | 6 | 17 | 4482 | Yes |  | Irradiance_4482 |  | 0 | 131.622 | 15.9714
7 | 6 | 18 | 4483 | Yes |  | Irradiance_4483 |  | 0 | 55.072 | 6.4843
7 | 6 | 19 | 4484 | Yes |  | Irradiance_4484 |  | 0 | 10.178 | 0.48432
7 | 6 | 20 | 4485 | Yes |  | Irradiance_4485 |  | 0 | 0 | 0
7 | 6 | 21 | 4486 | Yes |  | Irradiance_4486 |  | 0 | 0 | 0
7 | 6 | 22 | 4487 | Yes |  | Irradiance_4487 |  | 0 | 0 | 0
7 | 6 | 23 | 4488 | Yes |  | Irradiance_4488 |  | 0 | 0 | 0
7 | 7 | 0 | 4489 | Saturday |  | Irradiance_4489 |  | 0 | 0 | 0
7 | 7 | 1 | 4490 | Saturday |  | Irradiance_4490 |  | 0 | 0 | 0
7 | 7 | 2 | 4491 | Saturday |  | Irradiance_4491 |  | 0 | 0 | 0
7 | 7 | 3 | 4492 | Saturday |  | Irradiance_4492 |  | 0 | 1.906 | 0
7 | 7 | 4 | 4493 | Saturday |  | Irradiance_4493 |  | 0 | 16.657 | 1.4333
7 | 7 | 5 | 4494 | Saturday |  | Irradiance_4494 |  | 0 | 44.531 | 5.3304
7 | 7 | 6 | 4495 | Saturday |  | Irradiance_4495 |  | 0 | 60.371 | 7.5291
7 | 7 | 7 | 4496 | Saturday |  | Irradiance_4496 |  | 0 | 90.292 | 11.7259
7 | 7 | 8 | 4497 | Saturday |  | Irradiance_4497 |  | 0 | 118.711 | 15.6368
7 | 7 | 9 | 4498 | Saturday |  | Irradiance_4498 |  | 0 | 140.852 | 18.6686
7 | 7 | 10 | 4499 | Saturday |  | Irradiance_4499 |  | 0 | 156.464 | 20.7997
7 | 7 | 11 | 4500 | Saturday |  | Irradiance_4500 |  | 0 | 162.464 | 21.6147
7 | 7 | 12 | 4501 | Saturday |  | Irradiance_4501 |  | 0 | 160.431 | 21.3856
7 | 7 | 13 | 4502 | Saturday |  | Irradiance_4502 |  | 0 | 147.608 | 19.5634
7 | 7 | 14 | 4503 | Saturday |  | Irradiance_4503 |  | 0 | 127.338 | 16.7016
7 | 7 | 15 | 4504 | Saturday |  | Irradiance_4504 |  | 0 | 101.601 | 13.1806
7 | 7 | 16 | 4505 | Saturday |  | Irradiance_4505 |  | 0 | 130.127 | 17.0904
7 | 7 | 17 | 4506 | Saturday |  | Irradiance_4506 |  | 0 | 101.921 | 13.2208
7 | 7 | 18 | 4507 | Saturday |  | Irradiance_4507 |  | 0 | 47.957 | 5.817
7 | 7 | 19 | 4508 | Saturday |  | Irradiance_4508 |  | 0 | 7.395 | 0.152
7 | 7 | 20 | 4509 | Saturday |  | Irradiance_4509 |  | 0 | 0 | 0
7 | 7 | 21 | 4510 | Saturday |  | Irradiance_4510 |  | 0 | 0 | 0
7 | 7 | 22 | 4511 | Saturday |  | Irradiance_4511 |  | 0 | 0 | 0
7 | 7 | 23 | 4512 | Saturday |  | Irradiance_4512 |  | 0 | 0 | 0
7 | 8 | 0 | 4513 | Sunday |  | Irradiance_4513 |  | 0 | 0 | 0
7 | 8 | 1 | 4514 | Sunday |  | Irradiance_4514 |  | 0 | 0 | 0
7 | 8 | 2 | 4515 | Sunday |  | Irradiance_4515 |  | 0 | 0 | 0
7 | 8 | 3 | 4516 | Sunday |  | Irradiance_4516 |  | 0 | 0.953 | 0
7 | 8 | 4 | 4517 | Sunday |  | Irradiance_4517 |  | 0 | 8.316 | 0.292
7 | 8 | 5 | 4518 | Sunday |  | Irradiance_4518 |  | 0 | 30.576 | 3.4474
7 | 8 | 6 | 4519 | Sunday |  | Irradiance_4519 |  | 0 | 60.371 | 7.685
7 | 8 | 7 | 4520 | Sunday |  | Irradiance_4520 |  | 0 | 129.742 | 17.4997
7 | 8 | 8 | 4521 | Sunday |  | Irradiance_4521 |  | 0 | 221.635 | 30.0384
7 | 8 | 9 | 4522 | Sunday |  | Irradiance_4522 |  | 0 | 319.268 | 42.9912
7 | 8 | 10 | 4523 | Sunday |  | Irradiance_4523 |  | 0 | 355.802 | 47.5803
7 | 8 | 11 | 4524 | Sunday |  | Irradiance_4524 |  | 0 | 372.176 | 49.2672
7 | 8 | 12 | 4525 | Sunday |  | Irradiance_4525 |  | 0 | 364.51 | 47.6186
7 | 8 | 13 | 4526 | Sunday |  | Irradiance_4526 |  | 0 | 336.107 | 44.6885
7 | 8 | 14 | 4527 | Sunday |  | Irradiance_4527 |  | 0 | 287.282 | 38.5128
7 | 8 | 15 | 4528 | Sunday |  | Irradiance_4528 |  | 0 | 226.095 | 30.1954
7 | 8 | 16 | 4529 | Sunday |  | Irradiance_4529 |  | 0 | 155.935 | 20.725
7 | 8 | 17 | 4530 | Sunday |  | Irradiance_4530 |  | 0 | 89.121 | 11.4856
7 | 8 | 18 | 4531 | Sunday |  | Irradiance_4531 |  | 0 | 34.314 | 3.9435
7 | 8 | 19 | 4532 | Sunday |  | Irradiance_4532 |  | 0 | 7.395 | 0.1624
7 | 8 | 20 | 4533 | Sunday |  | Irradiance_4533 |  | 0 | 0 | 0
7 | 8 | 21 | 4534 | Sunday |  | Irradiance_4534 |  | 0 | 0 | 0
7 | 8 | 22 | 4535 | Sunday |  | Irradiance_4535 |  | 0 | 0 | 0
7 | 8 | 23 | 4536 | Sunday |  | Irradiance_4536 |  | 0 | 0 | 0
7 | 9 | 0 | 4537 | Yes |  | Irradiance_4537 |  | 0 | 0 | 0
7 | 9 | 1 | 4538 | Yes |  | Irradiance_4538 |  | 0 | 0 | 0
7 | 9 | 2 | 4539 | Yes |  | Irradiance_4539 |  | 0 | 0 | 0
7 | 9 | 3 | 4540 | Yes |  | Irradiance_4540 |  | 0 | 2.859 | 0
7 | 9 | 4 | 4541 | Yes |  | Irradiance_4541 |  | 0 | 28.755 | 3.2661
7 | 9 | 5 | 4542 | Yes |  | Irradiance_4542 |  | 0 | 84.51 | 11.2285
7 | 9 | 6 | 4543 | Yes |  | Irradiance_4543 |  | 0 | 130.727 | 17.6368
7 | 9 | 7 | 4544 | Yes |  | Irradiance_4544 |  | 0 | 231.51 | 31.2501
7 | 9 | 8 | 4545 | Yes |  | Irradiance_4545 |  | 0 | 358.902 | 47.9506
7 | 9 | 9 | 4546 | Yes |  | Irradiance_4546 |  | 0 | 495.222 | 65.0954
7 | 9 | 10 | 4547 | Yes |  | Irradiance_4547 |  | 0 | 543.473 | 72.1482
7 | 9 | 11 | 4548 | Yes |  | Irradiance_4548 |  | 0 | 567.006 | 74.1886
7 | 9 | 12 | 4549 | Yes |  | Irradiance_4549 |  | 0 | 555.981 | 72.7035
7 | 9 | 13 | 4550 | Yes |  | Irradiance_4550 |  | 0 | 624.78 | 81.4858
7 | 9 | 14 | 4551 | Yes |  | Irradiance_4551 |  | 0 | 588.092 | 76.8709
7 | 9 | 15 | 4552 | Yes |  | Irradiance_4552 |  | 0 | 484.229 | 63.1102
7 | 9 | 16 | 4553 | Yes |  | Irradiance_4553 |  | 0 | 314.666 | 40.1576
7 | 9 | 17 | 4554 | Yes |  | Irradiance_4554 |  | 0 | 161.953 | 20.396
7 | 9 | 18 | 4555 | Yes |  | Irradiance_4555 |  | 0 | 56.374 | 7.0325
7 | 9 | 19 | 4556 | Yes |  | Irradiance_4556 |  | 0 | 9.25 | 0.43184
7 | 9 | 20 | 4557 | Yes |  | Irradiance_4557 |  | 0 | 0 | 0
7 | 9 | 21 | 4558 | Yes |  | Irradiance_4558 |  | 0 | 0 | 0
7 | 9 | 22 | 4559 | Yes |  | Irradiance_4559 |  | 0 | 0 | 0
7 | 9 | 23 | 4560 | Yes |  | Irradiance_4560 |  | 0 | 0 | 0
7 | 10 | 0 | 4561 | Yes |  | Irradiance_4561 |  | 0 | 0 | 0
7 | 10 | 1 | 4562 | Yes |  | Irradiance_4562 |  | 0 | 0 | 0
7 | 10 | 2 | 4563 | Yes |  | Irradiance_4563 |  | 0 | 0 | 0
7 | 10 | 3 | 4564 | Yes |  | Irradiance_4564 |  | 0 | 2.859 | 0
7 | 10 | 4 | 4565 | Yes |  | Irradiance_4565 |  | 0 | 36.036 | 4.3606
7 | 10 | 5 | 4566 | Yes |  | Irradiance_4566 |  | 0 | 100.221 | 13.125
7 | 10 | 6 | 4567 | Yes |  | Irradiance_4567 |  | 0 | 129.946 | 17.5667
7 | 10 | 7 | 4568 | Yes |  | Irradiance_4568 |  | 0 | 235.313 | 32.0336
7 | 10 | 8 | 4569 | Yes |  | Irradiance_4569 |  | 0 | 358.042 | 48.2182
7 | 10 | 9 | 4570 | Yes |  | Irradiance_4570 |  | 0 | 494.238 | 65.9072
7 | 10 | 10 | 4571 | Yes |  | Irradiance_4571 |  | 0 | 668.231 | 88.404
7 | 10 | 11 | 4572 | Yes |  | Irradiance_4572 |  | 0 | 782.283 | 101.633
7 | 10 | 12 | 4573 | Yes |  | Irradiance_4573 |  | 0 | 845.501 | 109.5195
7 | 10 | 13 | 4574 | Yes |  | Irradiance_4574 |  | 0 | 743.86 | 96.7962
7 | 10 | 14 | 4575 | Yes |  | Irradiance_4575 |  | 0 | 588.236 | 76.6682
7 | 10 | 15 | 4576 | Yes |  | Irradiance_4576 |  | 0 | 419.114 | 55.2123
7 | 10 | 16 | 4577 | Yes |  | Irradiance_4577 |  | 0 | 262.886 | 34.6195
7 | 10 | 17 | 4578 | Yes |  | Irradiance_4578 |  | 0 | 130.371 | 16.9032
7 | 10 | 18 | 4579 | Yes |  | Irradiance_4579 |  | 0 | 46.252 | 5.7029
7 | 10 | 19 | 4580 | Yes |  | Irradiance_4580 |  | 0 | 8.323 | 0.30416
7 | 10 | 20 | 4581 | Yes |  | Irradiance_4581 |  | 0 | 0 | 0
7 | 10 | 21 | 4582 | Yes |  | Irradiance_4582 |  | 0 | 0 | 0
7 | 10 | 22 | 4583 | Yes |  | Irradiance_4583 |  | 0 | 0 | 0
7 | 10 | 23 | 4584 | Yes |  | Irradiance_4584 |  | 0 | 0 | 0
7 | 11 | 0 | 4585 | Yes |  | Irradiance_4585 |  | 0 | 0 | 0
7 | 11 | 1 | 4586 | Yes |  | Irradiance_4586 |  | 0 | 0 | 0
7 | 11 | 2 | 4587 | Yes |  | Irradiance_4587 |  | 0 | 0 | 0
7 | 11 | 3 | 4588 | Yes |  | Irradiance_4588 |  | 0 | 1.906 | 0
7 | 11 | 4 | 4589 | Yes |  | Irradiance_4589 |  | 0 | 20.376 | 2.069
7 | 11 | 5 | 4590 | Yes |  | Irradiance_4590 |  | 0 | 54.686 | 6.9885
7 | 11 | 6 | 4591 | Yes |  | Irradiance_4591 |  | 0 | 59.438 | 7.6397
7 | 11 | 7 | 4592 | Yes |  | Irradiance_4592 |  | 0 | 128.818 | 17.3704
7 | 11 | 8 | 4593 | Yes |  | Irradiance_4593 |  | 0 | 218.482 | 29.8685
7 | 11 | 9 | 4594 | Yes |  | Irradiance_4594 |  | 0 | 319.284 | 44.0104
7 | 11 | 10 | 4595 | Yes |  | Irradiance_4595 |  | 0 | 354.527 | 48.0382
7 | 11 | 11 | 4596 | Yes |  | Irradiance_4596 |  | 0 | 371.497 | 50.38
7 | 11 | 12 | 4597 | Yes |  | Irradiance_4597 |  | 0 | 363.042 | 49.0936
7 | 11 | 13 | 4598 | Yes |  | Irradiance_4598 |  | 0 | 581.922 | 78.6688
7 | 11 | 14 | 4599 | Yes |  | Irradiance_4599 |  | 0 | 614.026 | 82.0358
7 | 11 | 15 | 4600 | Yes |  | Irradiance_4600 |  | 0 | 531.499 | 70.0779
7 | 11 | 16 | 4601 | Yes |  | Irradiance_4601 |  | 0 | 322.649 | 42.2898
7 | 11 | 17 | 4602 | Yes |  | Irradiance_4602 |  | 0 | 154.518 | 19.5888
7 | 11 | 18 | 4603 | Yes |  | Irradiance_4603 |  | 0 | 54.001 | 6.7864
7 | 11 | 19 | 4604 | Yes |  | Irradiance_4604 |  | 0 | 9.251 | 0.44224
7 | 11 | 20 | 4605 | Yes |  | Irradiance_4605 |  | 0 | 0 | 0
7 | 11 | 21 | 4606 | Yes |  | Irradiance_4606 |  | 0 | 0 | 0
7 | 11 | 22 | 4607 | Yes |  | Irradiance_4607 |  | 0 | 0 | 0
7 | 11 | 23 | 4608 | Yes |  | Irradiance_4608 |  | 0 | 0 | 0
7 | 12 | 0 | 4609 | Yes |  | Irradiance_4609 |  | 0 | 0 | 0
7 | 12 | 1 | 4610 | Yes |  | Irradiance_4610 |  | 0 | 0 | 0
7 | 12 | 2 | 4611 | Yes |  | Irradiance_4611 |  | 0 | 0 | 0
7 | 12 | 3 | 4612 | Yes |  | Irradiance_4612 |  | 0 | 2.859 | 0
7 | 12 | 4 | 4613 | Yes |  | Irradiance_4613 |  | 0 | 34.333 | 4.1088
7 | 12 | 5 | 4614 | Yes |  | Irradiance_4614 |  | 0 | 98.21 | 12.8608
7 | 12 | 6 | 4615 | Yes |  | Irradiance_4615 |  | 0 | 127.757 | 17.3418
7 | 12 | 7 | 4616 | Yes |  | Irradiance_4616 |  | 0 | 198.574 | 27.3544
7 | 12 | 8 | 4617 | Yes |  | Irradiance_4617 |  | 0 | 271.557 | 37.3144
7 | 12 | 9 | 4618 | Yes |  | Irradiance_4618 |  | 0 | 317.727 | 43.3466
7 | 12 | 10 | 4619 | Yes |  | Irradiance_4619 |  | 0 | 353.584 | 47.912
7 | 12 | 11 | 4620 | Yes |  | Irradiance_4620 |  | 0 | 370.387 | 49.9219
7 | 12 | 12 | 4621 | Yes |  | Irradiance_4621 |  | 0 | 362.103 | 48.6918
7 | 12 | 13 | 4622 | Yes |  | Irradiance_4622 |  | 0 | 334.52 | 45.1894
7 | 12 | 14 | 4623 | Yes |  | Irradiance_4623 |  | 0 | 296.144 | 39.8571
7 | 12 | 15 | 4624 | Yes |  | Irradiance_4624 |  | 0 | 226.041 | 30.3518
7 | 12 | 16 | 4625 | Yes |  | Irradiance_4625 |  | 0 | 224.023 | 29.7032
7 | 12 | 17 | 4626 | Yes |  | Irradiance_4626 |  | 0 | 144.434 | 18.497
7 | 12 | 18 | 4627 | Yes |  | Irradiance_4627 |  | 0 | 55.379 | 6.9214
7 | 12 | 19 | 4628 | Yes |  | Irradiance_4628 |  | 0 | 9.251 | 0.42912
7 | 12 | 20 | 4629 | Yes |  | Irradiance_4629 |  | 0 | 0 | 0
7 | 12 | 21 | 4630 | Yes |  | Irradiance_4630 |  | 0 | 0 | 0
7 | 12 | 22 | 4631 | Yes |  | Irradiance_4631 |  | 0 | 0 | 0
7 | 12 | 23 | 4632 | Yes |  | Irradiance_4632 |  | 0 | 0 | 0
7 | 13 | 0 | 4633 | Yes |  | Irradiance_4633 |  | 0 | 0 | 0
7 | 13 | 1 | 4634 | Yes |  | Irradiance_4634 |  | 0 | 0 | 0
7 | 13 | 2 | 4635 | Yes |  | Irradiance_4635 |  | 0 | 0 | 0
7 | 13 | 3 | 4636 | Yes |  | Irradiance_4636 |  | 0 | 1.906 | 0
7 | 13 | 4 | 4637 | Yes |  | Irradiance_4637 |  | 0 | 32.68 | 3.8467
7 | 13 | 5 | 4638 | Yes |  | Irradiance_4638 |  | 0 | 110.42 | 13.3397
7 | 13 | 6 | 4639 | Yes |  | Irradiance_4639 |  | 0 | 276.446 | 35.2914
7 | 13 | 7 | 4640 | Yes |  | Irradiance_4640 |  | 0 | 439.889 | 58.7013
7 | 13 | 8 | 4641 | Yes |  | Irradiance_4641 |  | 0 | 534.948 | 71.5298
7 | 13 | 9 | 4642 | Yes |  | Irradiance_4642 |  | 0 | 494.279 | 66.4208
7 | 13 | 10 | 4643 | Yes |  | Irradiance_4643 |  | 0 | 488.563 | 65.7798
7 | 13 | 11 | 4644 | Yes |  | Irradiance_4644 |  | 0 | 431.683 | 58.2883
7 | 13 | 12 | 4645 | Yes |  | Irradiance_4645 |  | 0 | 364.12 | 49.412
7 | 13 | 13 | 4646 | Yes |  | Irradiance_4646 |  | 0 | 334.594 | 45.4117
7 | 13 | 14 | 4647 | Yes |  | Irradiance_4647 |  | 0 | 296.232 | 40.1605
7 | 13 | 15 | 4648 | Yes |  | Irradiance_4648 |  | 0 | 226.076 | 30.5293
7 | 13 | 16 | 4649 | Yes |  | Irradiance_4649 |  | 0 | 179.999 | 24.128
7 | 13 | 17 | 4650 | Yes |  | Irradiance_4650 |  | 0 | 110.832 | 14.5346
7 | 13 | 18 | 4651 | Yes |  | Irradiance_4651 |  | 0 | 45.327 | 5.5309
7 | 13 | 19 | 4652 | Yes |  | Irradiance_4652 |  | 0 | 7.396 | 0.1664
7 | 13 | 20 | 4653 | Yes |  | Irradiance_4653 |  | 0 | 0 | 0
7 | 13 | 21 | 4654 | Yes |  | Irradiance_4654 |  | 0 | 0 | 0
7 | 13 | 22 | 4655 | Yes |  | Irradiance_4655 |  | 0 | 0 | 0
7 | 13 | 23 | 4656 | Yes |  | Irradiance_4656 |  | 0 | 0 | 0
7 | 14 | 0 | 4657 | Saturday |  | Irradiance_4657 |  | 0 | 0 | 0
7 | 14 | 1 | 4658 | Saturday |  | Irradiance_4658 |  | 0 | 0 | 0
7 | 14 | 2 | 4659 | Saturday |  | Irradiance_4659 |  | 0 | 0 | 0
7 | 14 | 3 | 4660 | Saturday |  | Irradiance_4660 |  | 0 | 1.906 | 0
7 | 14 | 4 | 4661 | Saturday |  | Irradiance_4661 |  | 0 | 26.896 | 3.0306
7 | 14 | 5 | 4662 | Saturday |  | Irradiance_4662 |  | 0 | 72.096 | 9.4318
7 | 14 | 6 | 4663 | Saturday |  | Irradiance_4663 |  | 0 | 58.505 | 7.5053
7 | 14 | 7 | 4664 | Saturday |  | Irradiance_4664 |  | 0 | 89.356 | 11.8251
7 | 14 | 8 | 4665 | Saturday |  | Irradiance_4665 |  | 0 | 117.781 | 15.8266
7 | 14 | 9 | 4666 | Saturday |  | Irradiance_4666 |  | 0 | 140.883 | 18.9619
7 | 14 | 10 | 4667 | Saturday |  | Irradiance_4667 |  | 0 | 156.5 | 21.1554
7 | 14 | 11 | 4668 | Saturday |  | Irradiance_4668 |  | 0 | 163.431 | 22.013
7 | 14 | 12 | 4669 | Saturday |  | Irradiance_4669 |  | 0 | 160.454 | 21.5979
7 | 14 | 13 | 4670 | Saturday |  | Irradiance_4670 |  | 0 | 147.698 | 19.823
7 | 14 | 14 | 4671 | Saturday |  | Irradiance_4671 |  | 0 | 127.369 | 17.0048
7 | 14 | 15 | 4672 | Saturday |  | Irradiance_4672 |  | 0 | 100.672 | 13.3002
7 | 14 | 16 | 4673 | Saturday |  | Irradiance_4673 |  | 0 | 70.638 | 9.0845
7 | 14 | 17 | 4674 | Saturday |  | Irradiance_4674 |  | 0 | 39.874 | 4.7565
7 | 14 | 18 | 4675 | Saturday |  | Irradiance_4675 |  | 0 | 14.799 | 1.2187
7 | 14 | 19 | 4676 | Saturday |  | Irradiance_4676 |  | 0 | 1.845 | 0
7 | 14 | 20 | 4677 | Saturday |  | Irradiance_4677 |  | 0 | 0 | 0
7 | 14 | 21 | 4678 | Saturday |  | Irradiance_4678 |  | 0 | 0 | 0
7 | 14 | 22 | 4679 | Saturday |  | Irradiance_4679 |  | 0 | 0 | 0
7 | 14 | 23 | 4680 | Saturday |  | Irradiance_4680 |  | 0 | 0 | 0
7 | 15 | 0 | 4681 | Sunday |  | Irradiance_4681 |  | 0 | 0 | 0
7 | 15 | 1 | 4682 | Sunday |  | Irradiance_4682 |  | 0 | 0 | 0
7 | 15 | 2 | 4683 | Sunday |  | Irradiance_4683 |  | 0 | 0 | 0
7 | 15 | 3 | 4684 | Sunday |  | Irradiance_4684 |  | 0 | 0.953 | 0
7 | 15 | 4 | 4685 | Sunday |  | Irradiance_4685 |  | 0 | 15.733 | 1.377
7 | 15 | 5 | 4686 | Sunday |  | Irradiance_4686 |  | 0 | 61.662 | 7.9098
7 | 15 | 6 | 4687 | Sunday |  | Irradiance_4687 |  | 0 | 125.573 | 16.7654
7 | 15 | 7 | 4688 | Sunday |  | Irradiance_4688 |  | 0 | 194.974 | 26.252
7 | 15 | 8 | 4689 | Sunday |  | Irradiance_4689 |  | 0 | 260.973 | 35.0338
7 | 15 | 9 | 4690 | Sunday |  | Irradiance_4690 |  | 0 | 315.357 | 42.213
7 | 15 | 10 | 4691 | Sunday |  | Irradiance_4691 |  | 0 | 497.529 | 65.2603
7 | 15 | 11 | 4692 | Sunday |  | Irradiance_4692 |  | 0 | 631.944 | 81.9538
7 | 15 | 12 | 4693 | Sunday |  | Irradiance_4693 |  | 0 | 720.259 | 92.6843
7 | 15 | 13 | 4694 | Sunday |  | Irradiance_4694 |  | 0 | 659.117 | 84.2325
7 | 15 | 14 | 4695 | Sunday |  | Irradiance_4695 |  | 0 | 552.898 | 71.212
7 | 15 | 15 | 4696 | Sunday |  | Irradiance_4696 |  | 0 | 414.736 | 53.5766
7 | 15 | 16 | 4697 | Sunday |  | Irradiance_4697 |  | 0 | 270.667 | 34.9562
7 | 15 | 17 | 4698 | Sunday |  | Irradiance_4698 |  | 0 | 139.489 | 17.2038
7 | 15 | 18 | 4699 | Sunday |  | Irradiance_4699 |  | 0 | 51.461 | 6.2581
7 | 15 | 19 | 4700 | Sunday |  | Irradiance_4700 |  | 0 | 6.469 | 0.01792
7 | 15 | 20 | 4701 | Sunday |  | Irradiance_4701 |  | 0 | 0 | 0
7 | 15 | 21 | 4702 | Sunday |  | Irradiance_4702 |  | 0 | 0 | 0
7 | 15 | 22 | 4703 | Sunday |  | Irradiance_4703 |  | 0 | 0 | 0
7 | 15 | 23 | 4704 | Sunday |  | Irradiance_4704 |  | 0 | 0 | 0
7 | 16 | 0 | 4705 | Yes |  | Irradiance_4705 |  | 0 | 0 | 0
7 | 16 | 1 | 4706 | Yes |  | Irradiance_4706 |  | 0 | 0 | 0
7 | 16 | 2 | 4707 | Yes |  | Irradiance_4707 |  | 0 | 0 | 0
7 | 16 | 3 | 4708 | Yes |  | Irradiance_4708 |  | 0 | 1.906 | 0
7 | 16 | 4 | 4709 | Yes |  | Irradiance_4709 |  | 0 | 32.482 | 3.8088
7 | 16 | 5 | 4710 | Yes |  | Irradiance_4710 |  | 0 | 105.42 | 11.9538
7 | 16 | 6 | 4711 | Yes |  | Irradiance_4711 |  | 0 | 269.487 | 33.4408
7 | 16 | 7 | 4712 | Yes |  | Irradiance_4712 |  | 0 | 455.116 | 57.168
7 | 16 | 8 | 4713 | Yes |  | Irradiance_4713 |  | 0 | 616.419 | 76.6058
7 | 16 | 9 | 4714 | Yes |  | Irradiance_4714 |  | 0 | 719.406 | 88.9595
7 | 16 | 10 | 4715 | Yes |  | Irradiance_4715 |  | 0 | 796.751 | 98.0608
7 | 16 | 11 | 4716 | Yes |  | Irradiance_4716 |  | 0 | 837.741 | 102.0826
7 | 16 | 12 | 4717 | Yes |  | Irradiance_4717 |  | 0 | 820.725 | 100.2728
7 | 16 | 13 | 4718 | Yes |  | Irradiance_4718 |  | 0 | 783.891 | 95.5205
7 | 16 | 14 | 4719 | Yes |  | Irradiance_4719 |  | 0 | 680.971 | 84.0675
7 | 16 | 15 | 4720 | Yes |  | Irradiance_4720 |  | 0 | 523.824 | 64.503
7 | 16 | 16 | 4721 | Yes |  | Irradiance_4721 |  | 0 | 339.147 | 41.0451
7 | 16 | 17 | 4722 | Yes |  | Irradiance_4722 |  | 0 | 162.036 | 18.2432
7 | 16 | 18 | 4723 | Yes |  | Irradiance_4723 |  | 0 | 49.746 | 5.8931
7 | 16 | 19 | 4724 | Yes |  | Irradiance_4724 |  | 0 | 8.324 | 0.26272
7 | 16 | 20 | 4725 | Yes |  | Irradiance_4725 |  | 0 | 0 | 0
7 | 16 | 21 | 4726 | Yes |  | Irradiance_4726 |  | 0 | 0 | 0
7 | 16 | 22 | 4727 | Yes |  | Irradiance_4727 |  | 0 | 0 | 0
7 | 16 | 23 | 4728 | Yes |  | Irradiance_4728 |  | 0 | 0 | 0
7 | 17 | 0 | 4729 | Yes |  | Irradiance_4729 |  | 0 | 0 | 0
7 | 17 | 1 | 4730 | Yes |  | Irradiance_4730 |  | 0 | 0 | 0
7 | 17 | 2 | 4731 | Yes |  | Irradiance_4731 |  | 0 | 0 | 0
7 | 17 | 3 | 4732 | Yes |  | Irradiance_4732 |  | 0 | 0.953 | 0
7 | 17 | 4 | 4733 | Yes |  | Irradiance_4733 |  | 0 | 20.382 | 1.9946
7 | 17 | 5 | 4734 | Yes |  | Irradiance_4734 |  | 0 | 92.125 | 11.3034
7 | 17 | 6 | 4735 | Yes |  | Irradiance_4735 |  | 0 | 239.153 | 29.8178
7 | 17 | 7 | 4736 | Yes |  | Irradiance_4736 |  | 0 | 348.267 | 44.4
7 | 17 | 8 | 4737 | Yes |  | Irradiance_4737 |  | 0 | 393.331 | 49.9133
7 | 17 | 9 | 4738 | Yes |  | Irradiance_4738 |  | 0 | 322.018 | 41.1541
7 | 17 | 10 | 4739 | Yes |  | Irradiance_4739 |  | 0 | 362.783 | 46.3037
7 | 17 | 11 | 4740 | Yes |  | Irradiance_4740 |  | 0 | 378.868 | 48.4563
7 | 17 | 12 | 4741 | Yes |  | Irradiance_4741 |  | 0 | 371.52 | 47.6584
7 | 17 | 13 | 4742 | Yes |  | Irradiance_4742 |  | 0 | 341.261 | 44.3445
7 | 17 | 14 | 4743 | Yes |  | Irradiance_4743 |  | 0 | 281.095 | 36.0698
7 | 17 | 15 | 4744 | Yes |  | Irradiance_4744 |  | 0 | 219.094 | 28.2165
7 | 17 | 16 | 4745 | Yes |  | Irradiance_4745 |  | 0 | 150.589 | 19.2954
7 | 17 | 17 | 4746 | Yes |  | Irradiance_4746 |  | 0 | 83.723 | 10.4685
7 | 17 | 18 | 4747 | Yes |  | Irradiance_4747 |  | 0 | 29.664 | 3.1776
7 | 17 | 19 | 4748 | Yes |  | Irradiance_4748 |  | 0 | 4.618 | 0
7 | 17 | 20 | 4749 | Yes |  | Irradiance_4749 |  | 0 | 0 | 0
7 | 17 | 21 | 4750 | Yes |  | Irradiance_4750 |  | 0 | 0 | 0
7 | 17 | 22 | 4751 | Yes |  | Irradiance_4751 |  | 0 | 0 | 0
7 | 17 | 23 | 4752 | Yes |  | Irradiance_4752 |  | 0 | 0 | 0
7 | 18 | 0 | 4753 | Yes |  | Irradiance_4753 |  | 0 | 0 | 0
7 | 18 | 1 | 4754 | Yes |  | Irradiance_4754 |  | 0 | 0 | 0
7 | 18 | 2 | 4755 | Yes |  | Irradiance_4755 |  | 0 | 0 | 0
7 | 18 | 3 | 4756 | Yes |  | Irradiance_4756 |  | 0 | 0.953 | 0
7 | 18 | 4 | 4757 | Yes |  | Irradiance_4757 |  | 0 | 30.75 | 3.5294
7 | 18 | 5 | 4758 | Yes |  | Irradiance_4758 |  | 0 | 102.629 | 11.3362
7 | 18 | 6 | 4759 | Yes |  | Irradiance_4759 |  | 0 | 269.929 | 32.8566
7 | 18 | 7 | 4760 | Yes |  | Irradiance_4760 |  | 0 | 471.974 | 58.0202
7 | 18 | 8 | 4761 | Yes |  | Irradiance_4761 |  | 0 | 668.349 | 81.1216
7 | 18 | 9 | 4762 | Yes |  | Irradiance_4762 |  | 0 | 828.281 | 100.1277
7 | 18 | 10 | 4763 | Yes |  | Irradiance_4763 |  | 0 | 924.839 | 109.944
7 | 18 | 11 | 4764 | Yes |  | Irradiance_4764 |  | 0 | 961.933 | 113.0376
7 | 18 | 12 | 4765 | Yes |  | Irradiance_4765 |  | 0 | 916.178 | 107.6539
7 | 18 | 13 | 4766 | Yes |  | Irradiance_4766 |  | 0 | 851.772 | 100.9514
7 | 18 | 14 | 4767 | Yes |  | Irradiance_4767 |  | 0 | 724.486 | 87.5912
7 | 18 | 15 | 4768 | Yes |  | Irradiance_4768 |  | 0 | 548.856 | 66.6011
7 | 18 | 16 | 4769 | Yes |  | Irradiance_4769 |  | 0 | 341.163 | 40.785
7 | 18 | 17 | 4770 | Yes |  | Irradiance_4770 |  | 0 | 160.902 | 18.3782
7 | 18 | 18 | 4771 | Yes |  | Irradiance_4771 |  | 0 | 48.185 | 5.624
7 | 18 | 19 | 4772 | Yes |  | Irradiance_4772 |  | 0 | 7.397 | 0.124
7 | 18 | 20 | 4773 | Yes |  | Irradiance_4773 |  | 0 | 0 | 0
7 | 18 | 21 | 4774 | Yes |  | Irradiance_4774 |  | 0 | 0 | 0
7 | 18 | 22 | 4775 | Yes |  | Irradiance_4775 |  | 0 | 0 | 0
7 | 18 | 23 | 4776 | Yes |  | Irradiance_4776 |  | 0 | 0 | 0
7 | 19 | 0 | 4777 | Yes |  | Irradiance_4777 |  | 0 | 0 | 0
7 | 19 | 1 | 4778 | Yes |  | Irradiance_4778 |  | 0 | 0 | 0
7 | 19 | 2 | 4779 | Yes |  | Irradiance_4779 |  | 0 | 0 | 0
7 | 19 | 3 | 4780 | Yes |  | Irradiance_4780 |  | 0 | 0.953 | 0
7 | 19 | 4 | 4781 | Yes |  | Irradiance_4781 |  | 0 | 20.385 | 1.9802
7 | 19 | 5 | 4782 | Yes |  | Irradiance_4782 |  | 0 | 74.447 | 9.5267
7 | 19 | 6 | 4783 | Yes |  | Irradiance_4783 |  | 0 | 120.654 | 15.8438
7 | 19 | 7 | 4784 | Yes |  | Irradiance_4784 |  | 0 | 253.109 | 33.3088
7 | 19 | 8 | 4785 | Yes |  | Irradiance_4785 |  | 0 | 426.89 | 55.6202
7 | 19 | 9 | 4786 | Yes |  | Irradiance_4786 |  | 0 | 611.397 | 78.0918
7 | 19 | 10 | 4787 | Yes |  | Irradiance_4787 |  | 0 | 730.063 | 91.3099
7 | 19 | 11 | 4788 | Yes |  | Irradiance_4788 |  | 0 | 819.96 | 101.0693
7 | 19 | 12 | 4789 | Yes |  | Irradiance_4789 |  | 0 | 831.4 | 103.6814
7 | 19 | 13 | 4790 | Yes |  | Irradiance_4790 |  | 0 | 649.823 | 83.0594
7 | 19 | 14 | 4791 | Yes |  | Irradiance_4791 |  | 0 | 422.309 | 54.8496
7 | 19 | 15 | 4792 | Yes |  | Irradiance_4792 |  | 0 | 218.499 | 28.7189
7 | 19 | 16 | 4793 | Yes |  | Irradiance_4793 |  | 0 | 173.035 | 22.6872
7 | 19 | 17 | 4794 | Yes |  | Irradiance_4794 |  | 0 | 105.064 | 13.5792
7 | 19 | 18 | 4795 | Yes |  | Irradiance_4795 |  | 0 | 40.194 | 4.711
7 | 19 | 19 | 4796 | Yes |  | Irradiance_4796 |  | 0 | 4.618 | 0
7 | 19 | 20 | 4797 | Yes |  | Irradiance_4797 |  | 0 | 0 | 0
7 | 19 | 21 | 4798 | Yes |  | Irradiance_4798 |  | 0 | 0 | 0
7 | 19 | 22 | 4799 | Yes |  | Irradiance_4799 |  | 0 | 0 | 0
7 | 19 | 23 | 4800 | Yes |  | Irradiance_4800 |  | 0 | 0 | 0
7 | 20 | 0 | 4801 | Yes |  | Irradiance_4801 |  | 0 | 0 | 0
7 | 20 | 1 | 4802 | Yes |  | Irradiance_4802 |  | 0 | 0 | 0
7 | 20 | 2 | 4803 | Yes |  | Irradiance_4803 |  | 0 | 0 | 0
7 | 20 | 3 | 4804 | Yes |  | Irradiance_4804 |  | 0 | 0 | 0
7 | 20 | 4 | 4805 | Yes |  | Irradiance_4805 |  | 0 | 8.317 | 0.29136
7 | 20 | 5 | 4806 | Yes |  | Irradiance_4806 |  | 0 | 48.268 | 5.9434
7 | 20 | 6 | 4807 | Yes |  | Irradiance_4807 |  | 0 | 120.656 | 16.0339
7 | 20 | 7 | 4808 | Yes |  | Irradiance_4808 |  | 0 | 190.334 | 25.4096
7 | 20 | 8 | 4809 | Yes |  | Irradiance_4809 |  | 0 | 257.302 | 34.4514
7 | 20 | 9 | 4810 | Yes |  | Irradiance_4810 |  | 0 | 311.484 | 41.5341
7 | 20 | 10 | 4811 | Yes |  | Irradiance_4811 |  | 0 | 348.5 | 46.0045
7 | 20 | 11 | 4812 | Yes |  | Irradiance_4812 |  | 0 | 363.915 | 48.3365
7 | 20 | 12 | 4813 | Yes |  | Irradiance_4813 |  | 0 | 357.316 | 47.1707
7 | 20 | 13 | 4814 | Yes |  | Irradiance_4814 |  | 0 | 329.914 | 43.5302
7 | 20 | 14 | 4815 | Yes |  | Irradiance_4815 |  | 0 | 281.1 | 37.3328
7 | 20 | 15 | 4816 | Yes |  | Irradiance_4816 |  | 0 | 218.89 | 29.0522
7 | 20 | 16 | 4817 | Yes |  | Irradiance_4817 |  | 0 | 149.208 | 19.5806
7 | 20 | 17 | 4818 | Yes |  | Irradiance_4818 |  | 0 | 81.906 | 10.4987
7 | 20 | 18 | 4819 | Yes |  | Irradiance_4819 |  | 0 | 27.804 | 3.0117
7 | 20 | 19 | 4820 | Yes |  | Irradiance_4820 |  | 0 | 2.769 | 0
7 | 20 | 20 | 4821 | Yes |  | Irradiance_4821 |  | 0 | 0 | 0
7 | 20 | 21 | 4822 | Yes |  | Irradiance_4822 |  | 0 | 0 | 0
7 | 20 | 22 | 4823 | Yes |  | Irradiance_4823 |  | 0 | 0 | 0
7 | 20 | 23 | 4824 | Yes |  | Irradiance_4824 |  | 0 | 0 | 0
7 | 21 | 0 | 4825 | Saturday |  | Irradiance_4825 |  | 0 | 0 | 0
7 | 21 | 1 | 4826 | Saturday |  | Irradiance_4826 |  | 0 | 0 | 0
7 | 21 | 2 | 4827 | Saturday |  | Irradiance_4827 |  | 0 | 0 | 0
7 | 21 | 3 | 4828 | Saturday |  | Irradiance_4828 |  | 0 | 0 | 0
7 | 21 | 4 | 4829 | Saturday |  | Irradiance_4829 |  | 0 | 5.541 | 0
7 | 21 | 5 | 4830 | Saturday |  | Irradiance_4830 |  | 0 | 25.931 | 2.8386
7 | 21 | 6 | 4831 | Saturday |  | Irradiance_4831 |  | 0 | 54.776 | 6.9818
7 | 21 | 7 | 4832 | Saturday |  | Irradiance_4832 |  | 0 | 122.303 | 16.5162
7 | 21 | 8 | 4833 | Saturday |  | Irradiance_4833 |  | 0 | 212.442 | 28.8662
7 | 21 | 9 | 4834 | Saturday |  | Irradiance_4834 |  | 0 | 322.436 | 43.4434
7 | 21 | 10 | 4835 | Saturday |  | Irradiance_4835 |  | 0 | 402.628 | 53.704
7 | 21 | 11 | 4836 | Saturday |  | Irradiance_4836 |  | 0 | 503.779 | 66.2613
7 | 21 | 12 | 4837 | Saturday |  | Irradiance_4837 |  | 0 | 561.801 | 73.0386
7 | 21 | 13 | 4838 | Saturday |  | Irradiance_4838 |  | 0 | 576 | 73.9509
7 | 21 | 14 | 4839 | Saturday |  | Irradiance_4839 |  | 0 | 506.077 | 65.0258
7 | 21 | 15 | 4840 | Saturday |  | Irradiance_4840 |  | 0 | 408.317 | 52.4134
7 | 21 | 16 | 4841 | Saturday |  | Irradiance_4841 |  | 0 | 301.361 | 37.7168
7 | 21 | 17 | 4842 | Saturday |  | Irradiance_4842 |  | 0 | 153.533 | 17.7496
7 | 21 | 18 | 4843 | Saturday |  | Irradiance_4843 |  | 0 | 46.574 | 5.5986
7 | 21 | 19 | 4844 | Saturday |  | Irradiance_4844 |  | 0 | 6.47 | 0.0272
7 | 21 | 20 | 4845 | Saturday |  | Irradiance_4845 |  | 0 | 0 | 0
7 | 21 | 21 | 4846 | Saturday |  | Irradiance_4846 |  | 0 | 0 | 0
7 | 21 | 22 | 4847 | Saturday |  | Irradiance_4847 |  | 0 | 0 | 0
7 | 21 | 23 | 4848 | Saturday |  | Irradiance_4848 |  | 0 | 0 | 0
7 | 22 | 0 | 4849 | Sunday |  | Irradiance_4849 |  | 0 | 0 | 0
7 | 22 | 1 | 4850 | Sunday |  | Irradiance_4850 |  | 0 | 0 | 0
7 | 22 | 2 | 4851 | Sunday |  | Irradiance_4851 |  | 0 | 0 | 0
7 | 22 | 3 | 4852 | Sunday |  | Irradiance_4852 |  | 0 | 0.953 | 0
7 | 22 | 4 | 4853 | Sunday |  | Irradiance_4853 |  | 0 | 25.65 | 2.8405
7 | 22 | 5 | 4854 | Sunday |  | Irradiance_4854 |  | 0 | 97.196 | 11.0333
7 | 22 | 6 | 4855 | Sunday |  | Irradiance_4855 |  | 0 | 263.166 | 32.4579
7 | 22 | 7 | 4856 | Sunday |  | Irradiance_4856 |  | 0 | 278.189 | 35.3883
7 | 22 | 8 | 4857 | Sunday |  | Irradiance_4857 |  | 0 | 494.998 | 62.2363
7 | 22 | 9 | 4858 | Sunday |  | Irradiance_4858 |  | 0 | 714.614 | 88.3032
7 | 22 | 10 | 4859 | Sunday |  | Irradiance_4859 |  | 0 | 732.594 | 88.1832
7 | 22 | 11 | 4860 | Sunday |  | Irradiance_4860 |  | 0 | 673.471 | 81.74
7 | 22 | 12 | 4861 | Sunday |  | Irradiance_4861 |  | 0 | 563 | 69.2149
7 | 22 | 13 | 4862 | Sunday |  | Irradiance_4862 |  | 0 | 513.67 | 63.0234
7 | 22 | 14 | 4863 | Sunday |  | Irradiance_4863 |  | 0 | 424.236 | 53.5966
7 | 22 | 15 | 4864 | Sunday |  | Irradiance_4864 |  | 0 | 329.577 | 41.8018
7 | 22 | 16 | 4865 | Sunday |  | Irradiance_4865 |  | 0 | 192.005 | 24.6979
7 | 22 | 17 | 4866 | Sunday |  | Irradiance_4866 |  | 0 | 92.526 | 11.6906
7 | 22 | 18 | 4867 | Sunday |  | Irradiance_4867 |  | 0 | 26.876 | 2.8384
7 | 22 | 19 | 4868 | Sunday |  | Irradiance_4868 |  | 0 | 3.693 | 0
7 | 22 | 20 | 4869 | Sunday |  | Irradiance_4869 |  | 0 | 0 | 0
7 | 22 | 21 | 4870 | Sunday |  | Irradiance_4870 |  | 0 | 0 | 0
7 | 22 | 22 | 4871 | Sunday |  | Irradiance_4871 |  | 0 | 0 | 0
7 | 22 | 23 | 4872 | Sunday |  | Irradiance_4872 |  | 0 | 0 | 0
7 | 23 | 0 | 4873 | Yes |  | Irradiance_4873 |  | 0 | 0 | 0
7 | 23 | 1 | 4874 | Yes |  | Irradiance_4874 |  | 0 | 0 | 0
7 | 23 | 2 | 4875 | Yes |  | Irradiance_4875 |  | 0 | 0 | 0
7 | 23 | 3 | 4876 | Yes |  | Irradiance_4876 |  | 0 | 0.953 | 0
7 | 23 | 4 | 4877 | Yes |  | Irradiance_4877 |  | 0 | 24.769 | 2.703
7 | 23 | 5 | 4878 | Yes |  | Irradiance_4878 |  | 0 | 95.471 | 10.7805
7 | 23 | 6 | 4879 | Yes |  | Irradiance_4879 |  | 0 | 261.489 | 32.1549
7 | 23 | 7 | 4880 | Yes |  | Irradiance_4880 |  | 0 | 466.984 | 58.7712
7 | 23 | 8 | 4881 | Yes |  | Irradiance_4881 |  | 0 | 667.173 | 83.5488
7 | 23 | 9 | 4882 | Yes |  | Irradiance_4882 |  | 0 | 828.816 | 102.7666
7 | 23 | 10 | 4883 | Yes |  | Irradiance_4883 |  | 0 | 944.018 | 114.799
7 | 23 | 11 | 4884 | Yes |  | Irradiance_4884 |  | 0 | 992.016 | 119.9682
7 | 23 | 12 | 4885 | Yes |  | Irradiance_4885 |  | 0 | 974.234 | 117.1227
7 | 23 | 13 | 4886 | Yes |  | Irradiance_4886 |  | 0 | 889.597 | 107.4768
7 | 23 | 14 | 4887 | Yes |  | Irradiance_4887 |  | 0 | 742.417 | 90.7227
7 | 23 | 15 | 4888 | Yes |  | Irradiance_4888 |  | 0 | 554.431 | 68.1166
7 | 23 | 16 | 4889 | Yes |  | Irradiance_4889 |  | 0 | 344.48 | 41.5256
7 | 23 | 17 | 4890 | Yes |  | Irradiance_4890 |  | 0 | 158.679 | 17.9192
7 | 23 | 18 | 4891 | Yes |  | Irradiance_4891 |  | 0 | 45.005 | 5.257
7 | 23 | 19 | 4892 | Yes |  | Irradiance_4892 |  | 0 | 5.719 | 0
7 | 23 | 20 | 4893 | Yes |  | Irradiance_4893 |  | 0 | 0 | 0
7 | 23 | 21 | 4894 | Yes |  | Irradiance_4894 |  | 0 | 0 | 0
7 | 23 | 22 | 4895 | Yes |  | Irradiance_4895 |  | 0 | 0 | 0
7 | 23 | 23 | 4896 | Yes |  | Irradiance_4896 |  | 0 | 0 | 0
7 | 24 | 0 | 4897 | Yes |  | Irradiance_4897 |  | 0 | 0 | 0
7 | 24 | 1 | 4898 | Yes |  | Irradiance_4898 |  | 0 | 0 | 0
7 | 24 | 2 | 4899 | Yes |  | Irradiance_4899 |  | 0 | 0 | 0
7 | 24 | 3 | 4900 | Yes |  | Irradiance_4900 |  | 0 | 0 | 0
7 | 24 | 4 | 4901 | Yes |  | Irradiance_4901 |  | 0 | 14.811 | 1.1966
7 | 24 | 5 | 4902 | Yes |  | Irradiance_4902 |  | 0 | 83.501 | 10.1885
7 | 24 | 6 | 4903 | Yes |  | Irradiance_4903 |  | 0 | 227.308 | 28.4163
7 | 24 | 7 | 4904 | Yes |  | Irradiance_4904 |  | 0 | 395.914 | 50.2368
7 | 24 | 8 | 4905 | Yes |  | Irradiance_4905 |  | 0 | 568.407 | 71.4586
7 | 24 | 9 | 4906 | Yes |  | Irradiance_4906 |  | 0 | 709.042 | 87.9973
7 | 24 | 10 | 4907 | Yes |  | Irradiance_4907 |  | 0 | 687.774 | 86.9462
7 | 24 | 11 | 4908 | Yes |  | Irradiance_4908 |  | 0 | 565.535 | 71.9165
7 | 24 | 12 | 4909 | Yes |  | Irradiance_4909 |  | 0 | 350.864 | 45.115
7 | 24 | 13 | 4910 | Yes |  | Irradiance_4910 |  | 0 | 266.12 | 34.7634
7 | 24 | 14 | 4911 | Yes |  | Irradiance_4911 |  | 0 | 177.074 | 23.3102
7 | 24 | 15 | 4912 | Yes |  | Irradiance_4912 |  | 0 | 95.982 | 12.3501
7 | 24 | 16 | 4913 | Yes |  | Irradiance_4913 |  | 0 | 65.97 | 8.3035
7 | 24 | 17 | 4914 | Yes |  | Irradiance_4914 |  | 0 | 36.154 | 4.2091
7 | 24 | 18 | 4915 | Yes |  | Irradiance_4915 |  | 0 | 11.093 | 0.68192
7 | 24 | 19 | 4916 | Yes |  | Irradiance_4916 |  | 0 | 0.953 | 0
7 | 24 | 20 | 4917 | Yes |  | Irradiance_4917 |  | 0 | 0 | 0
7 | 24 | 21 | 4918 | Yes |  | Irradiance_4918 |  | 0 | 0 | 0
7 | 24 | 22 | 4919 | Yes |  | Irradiance_4919 |  | 0 | 0 | 0
7 | 24 | 23 | 4920 | Yes |  | Irradiance_4920 |  | 0 | 0 | 0
7 | 25 | 0 | 4921 | Yes |  | Irradiance_4921 |  | 0 | 0 | 0
7 | 25 | 1 | 4922 | Yes |  | Irradiance_4922 |  | 0 | 0 | 0
7 | 25 | 2 | 4923 | Yes |  | Irradiance_4923 |  | 0 | 0 | 0
7 | 25 | 3 | 4924 | Yes |  | Irradiance_4924 |  | 0 | 0 | 0
7 | 25 | 4 | 4925 | Yes |  | Irradiance_4925 |  | 0 | 6.466 | 0.04656
7 | 25 | 5 | 4926 | Yes |  | Irradiance_4926 |  | 0 | 43.611 | 5.4005
7 | 25 | 6 | 4927 | Yes |  | Irradiance_4927 |  | 0 | 115.762 | 15.6286
7 | 25 | 7 | 4928 | Yes |  | Irradiance_4928 |  | 0 | 186.027 | 25.4501
7 | 25 | 8 | 4929 | Yes |  | Irradiance_4929 |  | 0 | 260.674 | 35.9325
7 | 25 | 9 | 4930 | Yes |  | Irradiance_4930 |  | 0 | 318.579 | 43.6485
7 | 25 | 10 | 4931 | Yes |  | Irradiance_4931 |  | 0 | 344.9 | 47.2746
7 | 25 | 11 | 4932 | Yes |  | Irradiance_4932 |  | 0 | 361.321 | 49.5843
7 | 25 | 12 | 4933 | Yes |  | Irradiance_4933 |  | 0 | 353.729 | 48.4893
7 | 25 | 13 | 4934 | Yes |  | Irradiance_4934 |  | 0 | 267.187 | 36.5878
7 | 25 | 14 | 4935 | Yes |  | Irradiance_4935 |  | 0 | 177.102 | 24.0957
7 | 25 | 15 | 4936 | Yes |  | Irradiance_4936 |  | 0 | 95.984 | 12.7328
7 | 25 | 16 | 4937 | Yes |  | Irradiance_4937 |  | 0 | 190.581 | 25.6088
7 | 25 | 17 | 4938 | Yes |  | Irradiance_4938 |  | 0 | 131.797 | 16.4867
7 | 25 | 18 | 4939 | Yes |  | Irradiance_4939 |  | 0 | 45.656 | 5.5802
7 | 25 | 19 | 4940 | Yes |  | Irradiance_4940 |  | 0 | 5.719 | 0
7 | 25 | 20 | 4941 | Yes |  | Irradiance_4941 |  | 0 | 0 | 0
7 | 25 | 21 | 4942 | Yes |  | Irradiance_4942 |  | 0 | 0 | 0
7 | 25 | 22 | 4943 | Yes |  | Irradiance_4943 |  | 0 | 0 | 0
7 | 25 | 23 | 4944 | Yes |  | Irradiance_4944 |  | 0 | 0 | 0
7 | 26 | 0 | 4945 | Yes |  | Irradiance_4945 |  | 0 | 0 | 0
7 | 26 | 1 | 4946 | Yes |  | Irradiance_4946 |  | 0 | 0 | 0
7 | 26 | 2 | 4947 | Yes |  | Irradiance_4947 |  | 0 | 0 | 0
7 | 26 | 3 | 4948 | Yes |  | Irradiance_4948 |  | 0 | 0 | 0
7 | 26 | 4 | 4949 | Yes |  | Irradiance_4949 |  | 0 | 15.743 | 1.4072
7 | 26 | 5 | 4950 | Yes |  | Irradiance_4950 |  | 0 | 74.607 | 9.5141
7 | 26 | 6 | 4951 | Yes |  | Irradiance_4951 |  | 0 | 162.702 | 21.5989
7 | 26 | 7 | 4952 | Yes |  | Irradiance_4952 |  | 0 | 342.198 | 45.2125
7 | 26 | 8 | 4953 | Yes |  | Irradiance_4953 |  | 0 | 558.11 | 71.9187
7 | 26 | 9 | 4954 | Yes |  | Irradiance_4954 |  | 0 | 774.188 | 96.9867
7 | 26 | 10 | 4955 | Yes |  | Irradiance_4955 |  | 0 | 774.169 | 98.2243
7 | 26 | 11 | 4956 | Yes |  | Irradiance_4956 |  | 0 | 622.541 | 80.1266
7 | 26 | 12 | 4957 | Yes |  | Irradiance_4957 |  | 0 | 370.224 | 49.1184
7 | 26 | 13 | 4958 | Yes |  | Irradiance_4958 |  | 0 | 323.492 | 43.2346
7 | 26 | 14 | 4959 | Yes |  | Irradiance_4959 |  | 0 | 274.831 | 36.7443
7 | 26 | 15 | 4960 | Yes |  | Irradiance_4960 |  | 0 | 213.743 | 28.3645
7 | 26 | 16 | 4961 | Yes |  | Irradiance_4961 |  | 0 | 143.304 | 18.6315
7 | 26 | 17 | 4962 | Yes |  | Irradiance_4962 |  | 0 | 75.567 | 9.6854
7 | 26 | 18 | 4963 | Yes |  | Irradiance_4963 |  | 0 | 24.089 | 2.5291
7 | 26 | 19 | 4964 | Yes |  | Irradiance_4964 |  | 0 | 1.906 | 0
7 | 26 | 20 | 4965 | Yes |  | Irradiance_4965 |  | 0 | 0 | 0
7 | 26 | 21 | 4966 | Yes |  | Irradiance_4966 |  | 0 | 0 | 0
7 | 26 | 22 | 4967 | Yes |  | Irradiance_4967 |  | 0 | 0 | 0
7 | 26 | 23 | 4968 | Yes |  | Irradiance_4968 |  | 0 | 0 | 0
7 | 27 | 0 | 4969 | Yes |  | Irradiance_4969 |  | 0 | 0 | 0
7 | 27 | 1 | 4970 | Yes |  | Irradiance_4970 |  | 0 | 0 | 0
7 | 27 | 2 | 4971 | Yes |  | Irradiance_4971 |  | 0 | 0 | 0
7 | 27 | 3 | 4972 | Yes |  | Irradiance_4972 |  | 0 | 0 | 0
7 | 27 | 4 | 4973 | Yes |  | Irradiance_4973 |  | 0 | 5.541 | 0
7 | 27 | 5 | 4974 | Yes |  | Irradiance_4974 |  | 0 | 41.749 | 5.028
7 | 27 | 6 | 4975 | Yes |  | Irradiance_4975 |  | 0 | 113.022 | 15.0258
7 | 27 | 7 | 4976 | Yes |  | Irradiance_4976 |  | 0 | 182.398 | 24.4194
7 | 27 | 8 | 4977 | Yes |  | Irradiance_4977 |  | 0 | 249.176 | 33.4542
7 | 27 | 9 | 4978 | Yes |  | Irradiance_4978 |  | 0 | 303.214 | 40.5918
7 | 27 | 10 | 4979 | Yes |  | Irradiance_4979 |  | 0 | 395.365 | 52.2531
7 | 27 | 11 | 4980 | Yes |  | Irradiance_4980 |  | 0 | 495.388 | 64.6381
7 | 27 | 12 | 4981 | Yes |  | Irradiance_4981 |  | 0 | 553.012 | 72.1298
7 | 27 | 13 | 4982 | Yes |  | Irradiance_4982 |  | 0 | 607.867 | 79.1597
7 | 27 | 14 | 4983 | Yes |  | Irradiance_4983 |  | 0 | 568.419 | 73.0605
7 | 27 | 15 | 4984 | Yes |  | Irradiance_4984 |  | 0 | 469.428 | 60.2894
7 | 27 | 16 | 4985 | Yes |  | Irradiance_4985 |  | 0 | 291.113 | 36.5467
7 | 27 | 17 | 4986 | Yes |  | Irradiance_4986 |  | 0 | 136.548 | 16.2363
7 | 27 | 18 | 4987 | Yes |  | Irradiance_4987 |  | 0 | 43.488 | 5.1085
7 | 27 | 19 | 4988 | Yes |  | Irradiance_4988 |  | 0 | 3.813 | 0
7 | 27 | 20 | 4989 | Yes |  | Irradiance_4989 |  | 0 | 0 | 0
7 | 27 | 21 | 4990 | Yes |  | Irradiance_4990 |  | 0 | 0 | 0
7 | 27 | 22 | 4991 | Yes |  | Irradiance_4991 |  | 0 | 0 | 0
7 | 27 | 23 | 4992 | Yes |  | Irradiance_4992 |  | 0 | 0 | 0
7 | 28 | 0 | 4993 | Saturday |  | Irradiance_4993 |  | 0 | 0 | 0
7 | 28 | 1 | 4994 | Saturday |  | Irradiance_4994 |  | 0 | 0 | 0
7 | 28 | 2 | 4995 | Saturday |  | Irradiance_4995 |  | 0 | 0 | 0
7 | 28 | 3 | 4996 | Saturday |  | Irradiance_4996 |  | 0 | 0 | 0
7 | 28 | 4 | 4997 | Saturday |  | Irradiance_4997 |  | 0 | 19.472 | 1.9179
7 | 28 | 5 | 4998 | Saturday |  | Irradiance_4998 |  | 0 | 89.103 | 10.2605
7 | 28 | 6 | 4999 | Saturday |  | Irradiance_4999 |  | 0 | 250.437 | 30.7862
7 | 28 | 7 | 5000 | Saturday |  | Irradiance_5000 |  | 0 | 447.426 | 55.7091
7 | 28 | 8 | 5001 | Saturday |  | Irradiance_5001 |  | 0 | 611.503 | 75.4904
7 | 28 | 9 | 5002 | Saturday |  | Irradiance_5002 |  | 0 | 701.265 | 85.2037
7 | 28 | 10 | 5003 | Saturday |  | Irradiance_5003 |  | 0 | 780.375 | 94.8218
7 | 28 | 11 | 5004 | Saturday |  | Irradiance_5004 |  | 0 | 822.543 | 100.5405
7 | 28 | 12 | 5005 | Saturday |  | Irradiance_5005 |  | 0 | 806.625 | 98.3312
7 | 28 | 13 | 5006 | Saturday |  | Irradiance_5006 |  | 0 | 798.977 | 96.8582
7 | 28 | 14 | 5007 | Saturday |  | Irradiance_5007 |  | 0 | 703.078 | 85.8558
7 | 28 | 15 | 5008 | Saturday |  | Irradiance_5008 |  | 0 | 535.537 | 65.6733
7 | 28 | 16 | 5009 | Saturday |  | Irradiance_5009 |  | 0 | 332.126 | 39.9245
7 | 28 | 17 | 5010 | Saturday |  | Irradiance_5010 |  | 0 | 150.08 | 16.9824
7 | 28 | 18 | 5011 | Saturday |  | Irradiance_5011 |  | 0 | 40.268 | 4.6373
7 | 28 | 19 | 5012 | Saturday |  | Irradiance_5012 |  | 0 | 3.813 | 0
7 | 28 | 20 | 5013 | Saturday |  | Irradiance_5013 |  | 0 | 0 | 0
7 | 28 | 21 | 5014 | Saturday |  | Irradiance_5014 |  | 0 | 0 | 0
7 | 28 | 22 | 5015 | Saturday |  | Irradiance_5015 |  | 0 | 0 | 0
7 | 28 | 23 | 5016 | Saturday |  | Irradiance_5016 |  | 0 | 0 | 0
7 | 29 | 0 | 5017 | Sunday |  | Irradiance_5017 |  | 0 | 0 | 0
7 | 29 | 1 | 5018 | Sunday |  | Irradiance_5018 |  | 0 | 0 | 0
7 | 29 | 2 | 5019 | Sunday |  | Irradiance_5019 |  | 0 | 0 | 0
7 | 29 | 3 | 5020 | Sunday |  | Irradiance_5020 |  | 0 | 0 | 0
7 | 29 | 4 | 5021 | Sunday |  | Irradiance_5021 |  | 0 | 18.542 | 1.7853
7 | 29 | 5 | 5022 | Sunday |  | Irradiance_5022 |  | 0 | 86.965 | 9.8798
7 | 29 | 6 | 5023 | Sunday |  | Irradiance_5023 |  | 0 | 249.057 | 29.8646
7 | 29 | 7 | 5024 | Sunday |  | Irradiance_5024 |  | 0 | 455.189 | 54.6189
7 | 29 | 8 | 5025 | Sunday |  | Irradiance_5025 |  | 0 | 657.388 | 80.3003
7 | 29 | 9 | 5026 | Sunday |  | Irradiance_5026 |  | 0 | 820.059 | 97.8958
7 | 29 | 10 | 5027 | Sunday |  | Irradiance_5027 |  | 0 | 926.403 | 108.6162
7 | 29 | 11 | 5028 | Sunday |  | Irradiance_5028 |  | 0 | 956.9 | 111.0398
7 | 29 | 12 | 5029 | Sunday |  | Irradiance_5029 |  | 0 | 904.863 | 105.5922
7 | 29 | 13 | 5030 | Sunday |  | Irradiance_5030 |  | 0 | 841.074 | 99.0315
7 | 29 | 14 | 5031 | Sunday |  | Irradiance_5031 |  | 0 | 710.659 | 84.4074
7 | 29 | 15 | 5032 | Sunday |  | Irradiance_5032 |  | 0 | 531.777 | 63.3974
7 | 29 | 16 | 5033 | Sunday |  | Irradiance_5033 |  | 0 | 329.566 | 38.4098
7 | 29 | 17 | 5034 | Sunday |  | Irradiance_5034 |  | 0 | 147.557 | 16.3646
7 | 29 | 18 | 5035 | Sunday |  | Irradiance_5035 |  | 0 | 40.871 | 4.62
7 | 29 | 19 | 5036 | Sunday |  | Irradiance_5036 |  | 0 | 3.813 | 0
7 | 29 | 20 | 5037 | Sunday |  | Irradiance_5037 |  | 0 | 0 | 0
7 | 29 | 21 | 5038 | Sunday |  | Irradiance_5038 |  | 0 | 0 | 0
7 | 29 | 22 | 5039 | Sunday |  | Irradiance_5039 |  | 0 | 0 | 0
7 | 29 | 23 | 5040 | Sunday |  | Irradiance_5040 |  | 0 | 0 | 0
7 | 30 | 0 | 5041 | Yes |  | Irradiance_5041 |  | 0 | 0 | 0
7 | 30 | 1 | 5042 | Yes |  | Irradiance_5042 |  | 0 | 0 | 0
7 | 30 | 2 | 5043 | Yes |  | Irradiance_5043 |  | 0 | 0 | 0
7 | 30 | 3 | 5044 | Yes |  | Irradiance_5044 |  | 0 | 0 | 0
7 | 30 | 4 | 5045 | Yes |  | Irradiance_5045 |  | 0 | 14.819 | 1.2338
7 | 30 | 5 | 5046 | Yes |  | Irradiance_5046 |  | 0 | 68.599 | 8.1058
7 | 30 | 6 | 5047 | Yes |  | Irradiance_5047 |  | 0 | 154.969 | 20.1821
7 | 30 | 7 | 5048 | Yes |  | Irradiance_5048 |  | 0 | 234.057 | 30.3626
7 | 30 | 8 | 5049 | Yes |  | Irradiance_5049 |  | 0 | 285.163 | 36.5886
7 | 30 | 9 | 5050 | Yes |  | Irradiance_5050 |  | 0 | 312.287 | 40.1318
7 | 30 | 10 | 5051 | Yes |  | Irradiance_5051 |  | 0 | 338.315 | 43.1894
7 | 30 | 11 | 5052 | Yes |  | Irradiance_5052 |  | 0 | 354.75 | 44.8493
7 | 30 | 12 | 5053 | Yes |  | Irradiance_5053 |  | 0 | 348.155 | 44.8723
7 | 30 | 13 | 5054 | Yes |  | Irradiance_5054 |  | 0 | 318.834 | 41.6971
7 | 30 | 14 | 5055 | Yes |  | Irradiance_5055 |  | 0 | 270.205 | 35.2741
7 | 30 | 15 | 5056 | Yes |  | Irradiance_5056 |  | 0 | 207.401 | 27.0547
7 | 30 | 16 | 5057 | Yes |  | Irradiance_5057 |  | 0 | 234.731 | 29.9021
7 | 30 | 17 | 5058 | Yes |  | Irradiance_5058 |  | 0 | 133.966 | 15.8886
7 | 30 | 18 | 5059 | Yes |  | Irradiance_5059 |  | 0 | 39.28 | 4.5181
7 | 30 | 19 | 5060 | Yes |  | Irradiance_5060 |  | 0 | 2.859 | 0
7 | 30 | 20 | 5061 | Yes |  | Irradiance_5061 |  | 0 | 0 | 0
7 | 30 | 21 | 5062 | Yes |  | Irradiance_5062 |  | 0 | 0 | 0
7 | 30 | 22 | 5063 | Yes |  | Irradiance_5063 |  | 0 | 0 | 0
7 | 30 | 23 | 5064 | Yes |  | Irradiance_5064 |  | 0 | 0 | 0
7 | 31 | 0 | 5065 | Yes |  | Irradiance_5065 |  | 0 | 0 | 0
7 | 31 | 1 | 5066 | Yes |  | Irradiance_5066 |  | 0 | 0 | 0
7 | 31 | 2 | 5067 | Yes |  | Irradiance_5067 |  | 0 | 0 | 0
7 | 31 | 3 | 5068 | Yes |  | Irradiance_5068 |  | 0 | 0 | 0
7 | 31 | 4 | 5069 | Yes |  | Irradiance_5069 |  | 0 | 16.682 | 1.4915
7 | 31 | 5 | 5070 | Yes |  | Irradiance_5070 |  | 0 | 83.195 | 9.4966
7 | 31 | 6 | 5071 | Yes |  | Irradiance_5071 |  | 0 | 238.316 | 29.131
7 | 31 | 7 | 5072 | Yes |  | Irradiance_5072 |  | 0 | 445.205 | 56.0331
7 | 31 | 8 | 5073 | Yes |  | Irradiance_5073 |  | 0 | 649.039 | 80.9064
7 | 31 | 9 | 5074 | Yes |  | Irradiance_5074 |  | 0 | 818.374 | 99.5338
7 | 31 | 10 | 5075 | Yes |  | Irradiance_5075 |  | 0 | 923.683 | 110.3795
7 | 31 | 11 | 5076 | Yes |  | Irradiance_5076 |  | 0 | 953.528 | 113.4371
7 | 31 | 12 | 5077 | Yes |  | Irradiance_5077 |  | 0 | 904.984 | 107.52
7 | 31 | 13 | 5078 | Yes |  | Irradiance_5078 |  | 0 | 794.935 | 94.167
7 | 31 | 14 | 5079 | Yes |  | Irradiance_5079 |  | 0 | 645.954 | 76.3707
7 | 31 | 15 | 5080 | Yes |  | Irradiance_5080 |  | 0 | 462.619 | 55.6894
7 | 31 | 16 | 5081 | Yes |  | Irradiance_5081 |  | 0 | 308.842 | 36.5811
7 | 31 | 17 | 5082 | Yes |  | Irradiance_5082 |  | 0 | 139.125 | 15.3314
7 | 31 | 18 | 5083 | Yes |  | Irradiance_5083 |  | 0 | 38.42 | 4.3725
7 | 31 | 19 | 5084 | Yes |  | Irradiance_5084 |  | 0 | 2.859 | 0
7 | 31 | 20 | 5085 | Yes |  | Irradiance_5085 |  | 0 | 0 | 0
7 | 31 | 21 | 5086 | Yes |  | Irradiance_5086 |  | 0 | 0 | 0
7 | 31 | 22 | 5087 | Yes |  | Irradiance_5087 |  | 0 | 0 | 0
7 | 31 | 23 | 5088 | Yes |  | Irradiance_5088 |  | 0 | 0 | 0
8 | 1 | 0 | 5089 | Sunday |  | Irradiance_5089 |  | 0 | 0 | 0
8 | 1 | 1 | 5090 | Sunday |  | Irradiance_5090 |  | 0 | 0 | 0
8 | 1 | 2 | 5091 | Sunday |  | Irradiance_5091 |  | 0 | 0 | 0
8 | 1 | 3 | 5092 | Sunday |  | Irradiance_5092 |  | 0 | 0 | 0
8 | 1 | 4 | 5093 | Sunday |  | Irradiance_5093 |  | 0 | 11.103 | 0.68464
8 | 1 | 5 | 5094 | Sunday |  | Irradiance_5094 |  | 0 | 76.326 | 9.2067
8 | 1 | 6 | 5095 | Sunday |  | Irradiance_5095 |  | 0 | 229.161 | 28.3912
8 | 1 | 7 | 5096 | Sunday |  | Irradiance_5096 |  | 0 | 410.142 | 51.987
8 | 1 | 8 | 5097 | Sunday |  | Irradiance_5097 |  | 0 | 577.925 | 73.3093
8 | 1 | 9 | 5098 | Sunday |  | Irradiance_5098 |  | 0 | 701.153 | 87.7954
8 | 1 | 10 | 5099 | Sunday |  | Irradiance_5099 |  | 0 | 721.168 | 91.3326
8 | 1 | 11 | 5100 | Sunday |  | Irradiance_5100 |  | 0 | 660.176 | 83.2222
8 | 1 | 12 | 5101 | Sunday |  | Irradiance_5101 |  | 0 | 552.934 | 70.2872
8 | 1 | 13 | 5102 | Sunday |  | Irradiance_5102 |  | 0 | 606.019 | 76.7294
8 | 1 | 14 | 5103 | Sunday |  | Irradiance_5103 |  | 0 | 564.593 | 71.1442
8 | 1 | 15 | 5104 | Sunday |  | Irradiance_5104 |  | 0 | 462.742 | 58.1037
8 | 1 | 16 | 5105 | Sunday |  | Irradiance_5105 |  | 0 | 299.689 | 36.9314
8 | 1 | 17 | 5106 | Sunday |  | Irradiance_5106 |  | 0 | 136.061 | 15.3536
8 | 1 | 18 | 5107 | Sunday |  | Irradiance_5107 |  | 0 | 37.536 | 4.2302
8 | 1 | 19 | 5108 | Sunday |  | Irradiance_5108 |  | 0 | 2.859 | 0
8 | 1 | 20 | 5109 | Sunday |  | Irradiance_5109 |  | 0 | 0 | 0
8 | 1 | 21 | 5110 | Sunday |  | Irradiance_5110 |  | 0 | 0 | 0
8 | 1 | 22 | 5111 | Sunday |  | Irradiance_5111 |  | 0 | 0 | 0
8 | 1 | 23 | 5112 | Sunday |  | Irradiance_5112 |  | 0 | 0 | 0
8 | 2 | 0 | 5113 | Yes |  | Irradiance_5113 |  | 0 | 0 | 0
8 | 2 | 1 | 5114 | Yes |  | Irradiance_5114 |  | 0 | 0 | 0
8 | 2 | 2 | 5115 | Yes |  | Irradiance_5115 |  | 0 | 0 | 0
8 | 2 | 3 | 5116 | Yes |  | Irradiance_5116 |  | 0 | 0 | 0
8 | 2 | 4 | 5117 | Yes |  | Irradiance_5117 |  | 0 | 11.103 | 0.68912
8 | 2 | 5 | 5118 | Yes |  | Irradiance_5118 |  | 0 | 73.357 | 8.9418
8 | 2 | 6 | 5119 | Yes |  | Irradiance_5119 |  | 0 | 211.528 | 26.6109
8 | 2 | 7 | 5120 | Yes |  | Irradiance_5120 |  | 0 | 366.026 | 47.5883
8 | 2 | 8 | 5121 | Yes |  | Irradiance_5121 |  | 0 | 503.016 | 65.7971
8 | 2 | 9 | 5122 | Yes |  | Irradiance_5122 |  | 0 | 598.113 | 77.4453
8 | 2 | 10 | 5123 | Yes |  | Irradiance_5123 |  | 0 | 677.465 | 86.7619
8 | 2 | 11 | 5124 | Yes |  | Irradiance_5124 |  | 0 | 713.644 | 90.5112
8 | 2 | 12 | 5125 | Yes |  | Irradiance_5125 |  | 0 | 699.214 | 88.2784
8 | 2 | 13 | 5126 | Yes |  | Irradiance_5126 |  | 0 | 674.829 | 85.3578
8 | 2 | 14 | 5127 | Yes |  | Irradiance_5127 |  | 0 | 600.117 | 76.4955
8 | 2 | 15 | 5128 | Yes |  | Irradiance_5128 |  | 0 | 452.236 | 57.7246
8 | 2 | 16 | 5129 | Yes |  | Irradiance_5129 |  | 0 | 299.281 | 36.8882
8 | 2 | 17 | 5130 | Yes |  | Irradiance_5130 |  | 0 | 137.9 | 16.4867
8 | 2 | 18 | 5131 | Yes |  | Irradiance_5131 |  | 0 | 35.94 | 4.0571
8 | 2 | 19 | 5132 | Yes |  | Irradiance_5132 |  | 0 | 1.906 | 0
8 | 2 | 20 | 5133 | Yes |  | Irradiance_5133 |  | 0 | 0 | 0
8 | 2 | 21 | 5134 | Yes |  | Irradiance_5134 |  | 0 | 0 | 0
8 | 2 | 22 | 5135 | Yes |  | Irradiance_5135 |  | 0 | 0 | 0
8 | 2 | 23 | 5136 | Yes |  | Irradiance_5136 |  | 0 | 0 | 0
8 | 3 | 0 | 5137 | Yes |  | Irradiance_5137 |  | 0 | 0 | 0
8 | 3 | 1 | 5138 | Yes |  | Irradiance_5138 |  | 0 | 0 | 0
8 | 3 | 2 | 5139 | Yes |  | Irradiance_5139 |  | 0 | 0 | 0
8 | 3 | 3 | 5140 | Yes |  | Irradiance_5140 |  | 0 | 0 | 0
8 | 3 | 4 | 5141 | Yes |  | Irradiance_5141 |  | 0 | 14.823 | 1.2571
8 | 3 | 5 | 5142 | Yes |  | Irradiance_5142 |  | 0 | 78.772 | 9.0611
8 | 3 | 6 | 5143 | Yes |  | Irradiance_5143 |  | 0 | 238.361 | 29.2805
8 | 3 | 7 | 5144 | Yes |  | Irradiance_5144 |  | 0 | 435.966 | 54.6445
8 | 3 | 8 | 5145 | Yes |  | Irradiance_5145 |  | 0 | 604.411 | 76.2368
8 | 3 | 9 | 5146 | Yes |  | Irradiance_5146 |  | 0 | 699.201 | 87.5629
8 | 3 | 10 | 5147 | Yes |  | Irradiance_5147 |  | 0 | 823.543 | 102.3509
8 | 3 | 11 | 5148 | Yes |  | Irradiance_5148 |  | 0 | 897.192 | 110.7067
8 | 3 | 12 | 5149 | Yes |  | Irradiance_5149 |  | 0 | 903.705 | 110.8122
8 | 3 | 13 | 5150 | Yes |  | Irradiance_5150 |  | 0 | 793.386 | 96.8434
8 | 3 | 14 | 5151 | Yes |  | Irradiance_5151 |  | 0 | 642.629 | 79.3926
8 | 3 | 15 | 5152 | Yes |  | Irradiance_5152 |  | 0 | 452.42 | 56.2477
8 | 3 | 16 | 5153 | Yes |  | Irradiance_5153 |  | 0 | 296.672 | 36.423
8 | 3 | 17 | 5154 | Yes |  | Irradiance_5154 |  | 0 | 135.449 | 16.0368
8 | 3 | 18 | 5155 | Yes |  | Irradiance_5155 |  | 0 | 34.325 | 3.8029
8 | 3 | 19 | 5156 | Yes |  | Irradiance_5156 |  | 0 | 1.906 | 0
8 | 3 | 20 | 5157 | Yes |  | Irradiance_5157 |  | 0 | 0 | 0
8 | 3 | 21 | 5158 | Yes |  | Irradiance_5158 |  | 0 | 0 | 0
8 | 3 | 22 | 5159 | Yes |  | Irradiance_5159 |  | 0 | 0 | 0
8 | 3 | 23 | 5160 | Yes |  | Irradiance_5160 |  | 0 | 0 | 0
8 | 4 | 0 | 5161 | Yes |  | Irradiance_5161 |  | 0 | 0 | 0
8 | 4 | 1 | 5162 | Yes |  | Irradiance_5162 |  | 0 | 0 | 0
8 | 4 | 2 | 5163 | Yes |  | Irradiance_5163 |  | 0 | 0 | 0
8 | 4 | 3 | 5164 | Yes |  | Irradiance_5164 |  | 0 | 0 | 0
8 | 4 | 4 | 5165 | Yes |  | Irradiance_5165 |  | 0 | 13.893 | 1.0974
8 | 4 | 5 | 5166 | Yes |  | Irradiance_5166 |  | 0 | 77.144 | 8.7707
8 | 4 | 6 | 5167 | Yes |  | Irradiance_5167 |  | 0 | 230.067 | 28.0045
8 | 4 | 7 | 5168 | Yes |  | Irradiance_5168 |  | 0 | 426.685 | 53.0518
8 | 4 | 8 | 5169 | Yes |  | Irradiance_5169 |  | 0 | 618.433 | 75.968
8 | 4 | 9 | 5170 | Yes |  | Irradiance_5170 |  | 0 | 765.351 | 93.7106
8 | 4 | 10 | 5171 | Yes |  | Irradiance_5171 |  | 0 | 876.091 | 105.78
8 | 4 | 11 | 5172 | Yes |  | Irradiance_5172 |  | 0 | 921.292 | 108.9784
8 | 4 | 12 | 5173 | Yes |  | Irradiance_5173 |  | 0 | 903.274 | 108.1219
8 | 4 | 13 | 5174 | Yes |  | Irradiance_5174 |  | 0 | 834.591 | 98.3458
8 | 4 | 14 | 5175 | Yes |  | Irradiance_5175 |  | 0 | 706.033 | 84.3882
8 | 4 | 15 | 5176 | Yes |  | Irradiance_5176 |  | 0 | 523.436 | 63.197
8 | 4 | 16 | 5177 | Yes |  | Irradiance_5177 |  | 0 | 317.979 | 37.4861
8 | 4 | 17 | 5178 | Yes |  | Irradiance_5178 |  | 0 | 134.066 | 14.7131
8 | 4 | 18 | 5179 | Yes |  | Irradiance_5179 |  | 0 | 33.451 | 3.6448
8 | 4 | 19 | 5180 | Yes |  | Irradiance_5180 |  | 0 | 1.906 | 0
8 | 4 | 20 | 5181 | Yes |  | Irradiance_5181 |  | 0 | 0 | 0
8 | 4 | 21 | 5182 | Yes |  | Irradiance_5182 |  | 0 | 0 | 0
8 | 4 | 22 | 5183 | Yes |  | Irradiance_5183 |  | 0 | 0 | 0
8 | 4 | 23 | 5184 | Yes |  | Irradiance_5184 |  | 0 | 0 | 0
8 | 5 | 0 | 5185 | Yes |  | Irradiance_5185 |  | 0 | 0 | 0
8 | 5 | 1 | 5186 | Yes |  | Irradiance_5186 |  | 0 | 0 | 0
8 | 5 | 2 | 5187 | Yes |  | Irradiance_5187 |  | 0 | 0 | 0
8 | 5 | 3 | 5188 | Yes |  | Irradiance_5188 |  | 0 | 0 | 0
8 | 5 | 4 | 5189 | Yes |  | Irradiance_5189 |  | 0 | 13.894 | 1.1157
8 | 5 | 5 | 5190 | Yes |  | Irradiance_5190 |  | 0 | 76.186 | 8.6541
8 | 5 | 6 | 5191 | Yes |  | Irradiance_5191 |  | 0 | 235.352 | 28.5982
8 | 5 | 7 | 5192 | Yes |  | Irradiance_5192 |  | 0 | 443.041 | 54.8805
8 | 5 | 8 | 5193 | Yes |  | Irradiance_5193 |  | 0 | 644.981 | 79.9846
8 | 5 | 9 | 5194 | Yes |  | Irradiance_5194 |  | 0 | 804.955 | 99.3792
8 | 5 | 10 | 5195 | Yes |  | Irradiance_5195 |  | 0 | 920.741 | 111.6186
8 | 5 | 11 | 5196 | Yes |  | Irradiance_5196 |  | 0 | 976.56 | 118.6174
8 | 5 | 12 | 5197 | Yes |  | Irradiance_5197 |  | 0 | 960.197 | 116.3469
8 | 5 | 13 | 5198 | Yes |  | Irradiance_5198 |  | 0 | 856.08 | 103.8514
8 | 5 | 14 | 5199 | Yes |  | Irradiance_5199 |  | 0 | 671.737 | 82.4658
8 | 5 | 15 | 5200 | Yes |  | Irradiance_5200 |  | 0 | 447.163 | 54.939
8 | 5 | 16 | 5201 | Yes |  | Irradiance_5201 |  | 0 | 272.904 | 32.6963
8 | 5 | 17 | 5202 | Yes |  | Irradiance_5202 |  | 0 | 118.426 | 13.5424
8 | 5 | 18 | 5203 | Yes |  | Irradiance_5203 |  | 0 | 29.984 | 3.1422
8 | 5 | 19 | 5204 | Yes |  | Irradiance_5204 |  | 0 | 0.953 | 0
8 | 5 | 20 | 5205 | Yes |  | Irradiance_5205 |  | 0 | 0 | 0
8 | 5 | 21 | 5206 | Yes |  | Irradiance_5206 |  | 0 | 0 | 0
8 | 5 | 22 | 5207 | Yes |  | Irradiance_5207 |  | 0 | 0 | 0
8 | 5 | 23 | 5208 | Yes |  | Irradiance_5208 |  | 0 | 0 | 0
8 | 6 | 0 | 5209 | Yes |  | Irradiance_5209 |  | 0 | 0 | 0
8 | 6 | 1 | 5210 | Yes |  | Irradiance_5210 |  | 0 | 0 | 0
8 | 6 | 2 | 5211 | Yes |  | Irradiance_5211 |  | 0 | 0 | 0
8 | 6 | 3 | 5212 | Yes |  | Irradiance_5212 |  | 0 | 0 | 0
8 | 6 | 4 | 5213 | Yes |  | Irradiance_5213 |  | 0 | 10.177 | 0.54752
8 | 6 | 5 | 5214 | Yes |  | Irradiance_5214 |  | 0 | 61.33 | 7.3245
8 | 6 | 6 | 5215 | Yes |  | Irradiance_5215 |  | 0 | 145.084 | 18.8683
8 | 6 | 7 | 5216 | Yes |  | Irradiance_5216 |  | 0 | 281.896 | 35.9827
8 | 6 | 8 | 5217 | Yes |  | Irradiance_5217 |  | 0 | 432.771 | 55.5075
8 | 6 | 9 | 5218 | Yes |  | Irradiance_5218 |  | 0 | 589.332 | 73.7947
8 | 6 | 10 | 5219 | Yes |  | Irradiance_5219 |  | 0 | 527.418 | 66.8277
8 | 6 | 11 | 5220 | Yes |  | Irradiance_5220 |  | 0 | 345.688 | 43.9774
8 | 6 | 12 | 5221 | Yes |  | Irradiance_5221 |  | 0 | 149.076 | 19.2664
8 | 6 | 13 | 5222 | Yes |  | Irradiance_5222 |  | 0 | 197.582 | 25.9141
8 | 6 | 14 | 5223 | Yes |  | Irradiance_5223 |  | 0 | 216.198 | 28.3691
8 | 6 | 15 | 5224 | Yes |  | Irradiance_5224 |  | 0 | 199.225 | 26.0261
8 | 6 | 16 | 5225 | Yes |  | Irradiance_5225 |  | 0 | 107.18 | 13.7618
8 | 6 | 17 | 5226 | Yes |  | Irradiance_5226 |  | 0 | 40.809 | 4.7827
8 | 6 | 18 | 5227 | Yes |  | Irradiance_5227 |  | 0 | 6.466 | 0.02224
8 | 6 | 19 | 5228 | Yes |  | Irradiance_5228 |  | 0 | 0 | 0
8 | 6 | 20 | 5229 | Yes |  | Irradiance_5229 |  | 0 | 0 | 0
8 | 6 | 21 | 5230 | Yes |  | Irradiance_5230 |  | 0 | 0 | 0
8 | 6 | 22 | 5231 | Yes |  | Irradiance_5231 |  | 0 | 0 | 0
8 | 6 | 23 | 5232 | Yes |  | Irradiance_5232 |  | 0 | 0 | 0
8 | 7 | 0 | 5233 | Saturday |  | Irradiance_5233 |  | 0 | 0 | 0
8 | 7 | 1 | 5234 | Saturday |  | Irradiance_5234 |  | 0 | 0 | 0
8 | 7 | 2 | 5235 | Saturday |  | Irradiance_5235 |  | 0 | 0 | 0
8 | 7 | 3 | 5236 | Saturday |  | Irradiance_5236 |  | 0 | 0 | 0
8 | 7 | 4 | 5237 | Saturday |  | Irradiance_5237 |  | 0 | 4.617 | 0
8 | 7 | 5 | 5238 | Saturday |  | Irradiance_5238 |  | 0 | 25.935 | 2.7949
8 | 7 | 6 | 5239 | Saturday |  | Irradiance_5239 |  | 0 | 45.459 | 5.5461
8 | 7 | 7 | 5240 | Saturday |  | Irradiance_5240 |  | 0 | 76.244 | 9.8707
8 | 7 | 8 | 5241 | Saturday |  | Irradiance_5241 |  | 0 | 104.602 | 13.8218
8 | 7 | 9 | 5242 | Saturday |  | Irradiance_5242 |  | 0 | 128.618 | 17.1472
8 | 7 | 10 | 5243 | Saturday |  | Irradiance_5243 |  | 0 | 145.143 | 19.3723
8 | 7 | 11 | 5244 | Saturday |  | Irradiance_5244 |  | 0 | 152.055 | 20.3117
8 | 7 | 12 | 5245 | Saturday |  | Irradiance_5245 |  | 0 | 149.088 | 19.8334
8 | 7 | 13 | 5246 | Saturday |  | Irradiance_5246 |  | 0 | 136.381 | 18.0789
8 | 7 | 14 | 5247 | Saturday |  | Irradiance_5247 |  | 0 | 115.127 | 15.173
8 | 7 | 15 | 5248 | Saturday |  | Irradiance_5248 |  | 0 | 88.465 | 11.488
8 | 7 | 16 | 5249 | Saturday |  | Irradiance_5249 |  | 0 | 57.572 | 7.2501
8 | 7 | 17 | 5250 | Saturday |  | Irradiance_5250 |  | 0 | 27.789 | 3.057
8 | 7 | 18 | 5251 | Saturday |  | Irradiance_5251 |  | 0 | 6.466 | 0.03376
8 | 7 | 19 | 5252 | Saturday |  | Irradiance_5252 |  | 0 | 0 | 0
8 | 7 | 20 | 5253 | Saturday |  | Irradiance_5253 |  | 0 | 0 | 0
8 | 7 | 21 | 5254 | Saturday |  | Irradiance_5254 |  | 0 | 0 | 0
8 | 7 | 22 | 5255 | Saturday |  | Irradiance_5255 |  | 0 | 0 | 0
8 | 7 | 23 | 5256 | Saturday |  | Irradiance_5256 |  | 0 | 0 | 0
8 | 8 | 0 | 5257 | Sunday |  | Irradiance_5257 |  | 0 | 0 | 0
8 | 8 | 1 | 5258 | Sunday |  | Irradiance_5258 |  | 0 | 0 | 0
8 | 8 | 2 | 5259 | Sunday |  | Irradiance_5259 |  | 0 | 0 | 0
8 | 8 | 3 | 5260 | Sunday |  | Irradiance_5260 |  | 0 | 0 | 0
8 | 8 | 4 | 5261 | Sunday |  | Irradiance_5261 |  | 0 | 3.692 | 0
8 | 8 | 5 | 5262 | Sunday |  | Irradiance_5262 |  | 0 | 25.006 | 2.7045
8 | 8 | 6 | 5263 | Sunday |  | Irradiance_5263 |  | 0 | 44.528 | 5.4582
8 | 8 | 7 | 5264 | Sunday |  | Irradiance_5264 |  | 0 | 75.309 | 9.7677
8 | 8 | 8 | 5265 | Sunday |  | Irradiance_5265 |  | 0 | 104.609 | 13.7896
8 | 8 | 9 | 5266 | Sunday |  | Irradiance_5266 |  | 0 | 127.668 | 16.9146
8 | 8 | 10 | 5267 | Sunday |  | Irradiance_5267 |  | 0 | 207.752 | 27.7312
8 | 8 | 11 | 5268 | Sunday |  | Irradiance_5268 |  | 0 | 282.056 | 37.3029
8 | 8 | 12 | 5269 | Sunday |  | Irradiance_5269 |  | 0 | 336.052 | 44.2312
8 | 8 | 13 | 5270 | Sunday |  | Irradiance_5270 |  | 0 | 308.395 | 40.2939
8 | 8 | 14 | 5271 | Sunday |  | Irradiance_5271 |  | 0 | 260.108 | 34.0042
8 | 8 | 15 | 5272 | Sunday |  | Irradiance_5272 |  | 0 | 195.413 | 25.5485
8 | 8 | 16 | 5273 | Sunday |  | Irradiance_5273 |  | 0 | 145.533 | 18.9701
8 | 8 | 17 | 5274 | Sunday |  | Irradiance_5274 |  | 0 | 77.918 | 9.885
8 | 8 | 18 | 5275 | Sunday |  | Irradiance_5275 |  | 0 | 18.528 | 1.7067
8 | 8 | 19 | 5276 | Sunday |  | Irradiance_5276 |  | 0 | 0 | 0
8 | 8 | 20 | 5277 | Sunday |  | Irradiance_5277 |  | 0 | 0 | 0
8 | 8 | 21 | 5278 | Sunday |  | Irradiance_5278 |  | 0 | 0 | 0
8 | 8 | 22 | 5279 | Sunday |  | Irradiance_5279 |  | 0 | 0 | 0
8 | 8 | 23 | 5280 | Sunday |  | Irradiance_5280 |  | 0 | 0 | 0
8 | 9 | 0 | 5281 | Yes |  | Irradiance_5281 |  | 0 | 0 | 0
8 | 9 | 1 | 5282 | Yes |  | Irradiance_5282 |  | 0 | 0 | 0
8 | 9 | 2 | 5283 | Yes |  | Irradiance_5283 |  | 0 | 0 | 0
8 | 9 | 3 | 5284 | Yes |  | Irradiance_5284 |  | 0 | 0 | 0
8 | 9 | 4 | 5285 | Yes |  | Irradiance_5285 |  | 0 | 4.617 | 0
8 | 9 | 5 | 5286 | Yes |  | Irradiance_5286 |  | 0 | 37.107 | 4.4262
8 | 9 | 6 | 5287 | Yes |  | Irradiance_5287 |  | 0 | 97.504 | 12.8997
8 | 9 | 7 | 5288 | Yes |  | Irradiance_5288 |  | 0 | 137.991 | 18.5131
8 | 9 | 8 | 5289 | Yes |  | Irradiance_5289 |  | 0 | 149.776 | 19.9378
8 | 9 | 9 | 5290 | Yes |  | Irradiance_5290 |  | 0 | 127.68 | 16.8443
8 | 9 | 10 | 5291 | Yes |  | Irradiance_5291 |  | 0 | 143.255 | 18.8387
8 | 9 | 11 | 5292 | Yes |  | Irradiance_5292 |  | 0 | 151.111 | 19.796
8 | 9 | 12 | 5293 | Yes |  | Irradiance_5293 |  | 0 | 148.146 | 19.5035
8 | 9 | 13 | 5294 | Yes |  | Irradiance_5294 |  | 0 | 194.768 | 25.8299
8 | 9 | 14 | 5295 | Yes |  | Irradiance_5295 |  | 0 | 214.386 | 28.4912
8 | 9 | 15 | 5296 | Yes |  | Irradiance_5296 |  | 0 | 195.53 | 25.7506
8 | 9 | 16 | 5297 | Yes |  | Irradiance_5297 |  | 0 | 125.009 | 16.299
8 | 9 | 17 | 5298 | Yes |  | Irradiance_5298 |  | 0 | 59.139 | 7.3539
8 | 9 | 18 | 5299 | Yes |  | Irradiance_5299 |  | 0 | 12.025 | 0.80832
8 | 9 | 19 | 5300 | Yes |  | Irradiance_5300 |  | 0 | 0 | 0
8 | 9 | 20 | 5301 | Yes |  | Irradiance_5301 |  | 0 | 0 | 0
8 | 9 | 21 | 5302 | Yes |  | Irradiance_5302 |  | 0 | 0 | 0
8 | 9 | 22 | 5303 | Yes |  | Irradiance_5303 |  | 0 | 0 | 0
8 | 9 | 23 | 5304 | Yes |  | Irradiance_5304 |  | 0 | 0 | 0
8 | 10 | 0 | 5305 | Yes |  | Irradiance_5305 |  | 0 | 0 | 0
8 | 10 | 1 | 5306 | Yes |  | Irradiance_5306 |  | 0 | 0 | 0
8 | 10 | 2 | 5307 | Yes |  | Irradiance_5307 |  | 0 | 0 | 0
8 | 10 | 3 | 5308 | Yes |  | Irradiance_5308 |  | 0 | 0 | 0
8 | 10 | 4 | 5309 | Yes |  | Irradiance_5309 |  | 0 | 4.617 | 0
8 | 10 | 5 | 5310 | Yes |  | Irradiance_5310 |  | 0 | 44.224 | 5.3773
8 | 10 | 6 | 5311 | Yes |  | Irradiance_5311 |  | 0 | 136.758 | 18.0264
8 | 10 | 7 | 5312 | Yes |  | Irradiance_5312 |  | 0 | 217.211 | 28.9763
8 | 10 | 8 | 5313 | Yes |  | Irradiance_5313 |  | 0 | 271.599 | 36.3499
8 | 10 | 9 | 5314 | Yes |  | Irradiance_5314 |  | 0 | 300.609 | 40.003
8 | 10 | 10 | 5315 | Yes |  | Irradiance_5315 |  | 0 | 327.453 | 43.0771
8 | 10 | 11 | 5316 | Yes |  | Irradiance_5316 |  | 0 | 342.853 | 45.2227
8 | 10 | 12 | 5317 | Yes |  | Irradiance_5317 |  | 0 | 336.231 | 44.1374
8 | 10 | 13 | 5318 | Yes |  | Irradiance_5318 |  | 0 | 305.607 | 40.1126
8 | 10 | 14 | 5319 | Yes |  | Irradiance_5319 |  | 0 | 256.314 | 33.5938
8 | 10 | 15 | 5320 | Yes |  | Irradiance_5320 |  | 0 | 192.647 | 25.1246
8 | 10 | 16 | 5321 | Yes |  | Irradiance_5321 |  | 0 | 122.764 | 15.8051
8 | 10 | 17 | 5322 | Yes |  | Irradiance_5322 |  | 0 | 57.316 | 7.0258
8 | 10 | 18 | 5323 | Yes |  | Irradiance_5323 |  | 0 | 11.098 | 0.66608
8 | 10 | 19 | 5324 | Yes |  | Irradiance_5324 |  | 0 | 0 | 0
8 | 10 | 20 | 5325 | Yes |  | Irradiance_5325 |  | 0 | 0 | 0
8 | 10 | 21 | 5326 | Yes |  | Irradiance_5326 |  | 0 | 0 | 0
8 | 10 | 22 | 5327 | Yes |  | Irradiance_5327 |  | 0 | 0 | 0
8 | 10 | 23 | 5328 | Yes |  | Irradiance_5328 |  | 0 | 0 | 0
8 | 11 | 0 | 5329 | Yes |  | Irradiance_5329 |  | 0 | 0 | 0
8 | 11 | 1 | 5330 | Yes |  | Irradiance_5330 |  | 0 | 0 | 0
8 | 11 | 2 | 5331 | Yes |  | Irradiance_5331 |  | 0 | 0 | 0
8 | 11 | 3 | 5332 | Yes |  | Irradiance_5332 |  | 0 | 0 | 0
8 | 11 | 4 | 5333 | Yes |  | Irradiance_5333 |  | 0 | 3.693 | 0
8 | 11 | 5 | 5334 | Yes |  | Irradiance_5334 |  | 0 | 35.247 | 4.1138
8 | 11 | 6 | 5335 | Yes |  | Irradiance_5335 |  | 0 | 94.757 | 12.4342
8 | 11 | 7 | 5336 | Yes |  | Irradiance_5336 |  | 0 | 163.899 | 21.9534
8 | 11 | 8 | 5337 | Yes |  | Irradiance_5337 |  | 0 | 231.639 | 31.1576
8 | 11 | 9 | 5338 | Yes |  | Irradiance_5338 |  | 0 | 286.832 | 38.439
8 | 11 | 10 | 5339 | Yes |  | Irradiance_5339 |  | 0 | 324.601 | 43.4838
8 | 11 | 11 | 5340 | Yes |  | Irradiance_5340 |  | 0 | 340.938 | 45.6261
8 | 11 | 12 | 5341 | Yes |  | Irradiance_5341 |  | 0 | 334.314 | 45.0344
8 | 11 | 13 | 5342 | Yes |  | Irradiance_5342 |  | 0 | 480.773 | 63.4219
8 | 11 | 14 | 5343 | Yes |  | Irradiance_5343 |  | 0 | 510.956 | 65.9613
8 | 11 | 15 | 5344 | Yes |  | Irradiance_5344 |  | 0 | 437.363 | 55.7059
8 | 11 | 16 | 5345 | Yes |  | Irradiance_5345 |  | 0 | 276.726 | 34.2645
8 | 11 | 17 | 5346 | Yes |  | Irradiance_5346 |  | 0 | 117.024 | 13.9694
8 | 11 | 18 | 5347 | Yes |  | Irradiance_5347 |  | 0 | 22.898 | 2.3216
8 | 11 | 19 | 5348 | Yes |  | Irradiance_5348 |  | 0 | 0 | 0
8 | 11 | 20 | 5349 | Yes |  | Irradiance_5349 |  | 0 | 0 | 0
8 | 11 | 21 | 5350 | Yes |  | Irradiance_5350 |  | 0 | 0 | 0
8 | 11 | 22 | 5351 | Yes |  | Irradiance_5351 |  | 0 | 0 | 0
8 | 11 | 23 | 5352 | Yes |  | Irradiance_5352 |  | 0 | 0 | 0
8 | 12 | 0 | 5353 | Yes |  | Irradiance_5353 |  | 0 | 0 | 0
8 | 12 | 1 | 5354 | Yes |  | Irradiance_5354 |  | 0 | 0 | 0
8 | 12 | 2 | 5355 | Yes |  | Irradiance_5355 |  | 0 | 0 | 0
8 | 12 | 3 | 5356 | Yes |  | Irradiance_5356 |  | 0 | 0 | 0
8 | 12 | 4 | 5357 | Yes |  | Irradiance_5357 |  | 0 | 7.396 | 0.1952
8 | 12 | 5 | 5358 | Yes |  | Irradiance_5358 |  | 0 | 51.859 | 6.5581
8 | 12 | 6 | 5359 | Yes |  | Irradiance_5359 |  | 0 | 92.918 | 12.2613
8 | 12 | 7 | 5360 | Yes |  | Irradiance_5360 |  | 0 | 163.001 | 21.7301
8 | 12 | 8 | 5361 | Yes |  | Irradiance_5361 |  | 0 | 229.762 | 30.5758
8 | 12 | 9 | 5362 | Yes |  | Irradiance_5362 |  | 0 | 285.958 | 37.6952
8 | 12 | 10 | 5363 | Yes |  | Irradiance_5363 |  | 0 | 323.72 | 41.8747
8 | 12 | 11 | 5364 | Yes |  | Irradiance_5364 |  | 0 | 341.086 | 44.3957
8 | 12 | 12 | 5365 | Yes |  | Irradiance_5365 |  | 0 | 333.426 | 43.1661
8 | 12 | 13 | 5366 | Yes |  | Irradiance_5366 |  | 0 | 479.866 | 60.8904
8 | 12 | 14 | 5367 | Yes |  | Irradiance_5367 |  | 0 | 508.207 | 64.3579
8 | 12 | 15 | 5368 | Yes |  | Irradiance_5368 |  | 0 | 433.142 | 53.9669
8 | 12 | 16 | 5369 | Yes |  | Irradiance_5369 |  | 0 | 230.603 | 28.475
8 | 12 | 17 | 5370 | Yes |  | Irradiance_5370 |  | 0 | 86.723 | 10.4717
8 | 12 | 18 | 5371 | Yes |  | Irradiance_5371 |  | 0 | 12.957 | 0.89984
8 | 12 | 19 | 5372 | Yes |  | Irradiance_5372 |  | 0 | 0 | 0
8 | 12 | 20 | 5373 | Yes |  | Irradiance_5373 |  | 0 | 0 | 0
8 | 12 | 21 | 5374 | Yes |  | Irradiance_5374 |  | 0 | 0 | 0
8 | 12 | 22 | 5375 | Yes |  | Irradiance_5375 |  | 0 | 0 | 0
8 | 12 | 23 | 5376 | Yes |  | Irradiance_5376 |  | 0 | 0 | 0
8 | 13 | 0 | 5377 | Yes |  | Irradiance_5377 |  | 0 | 0 | 0
8 | 13 | 1 | 5378 | Yes |  | Irradiance_5378 |  | 0 | 0 | 0
8 | 13 | 2 | 5379 | Yes |  | Irradiance_5379 |  | 0 | 0 | 0
8 | 13 | 3 | 5380 | Yes |  | Irradiance_5380 |  | 0 | 0 | 0
8 | 13 | 4 | 5381 | Yes |  | Irradiance_5381 |  | 0 | 4.617 | 0
8 | 13 | 5 | 5382 | Yes |  | Irradiance_5382 |  | 0 | 58.596 | 6.9806
8 | 13 | 6 | 5383 | Yes |  | Irradiance_5383 |  | 0 | 208.627 | 25.6173
8 | 13 | 7 | 5384 | Yes |  | Irradiance_5384 |  | 0 | 411.462 | 52.5024
8 | 13 | 8 | 5385 | Yes |  | Irradiance_5385 |  | 0 | 623.919 | 78.6115
8 | 13 | 9 | 5386 | Yes |  | Irradiance_5386 |  | 0 | 796.399 | 97.7781
8 | 13 | 10 | 5387 | Yes |  | Irradiance_5387 |  | 0 | 912.223 | 110.2107
8 | 13 | 11 | 5388 | Yes |  | Irradiance_5388 |  | 0 | 953.153 | 112.8352
8 | 13 | 12 | 5389 | Yes |  | Irradiance_5389 |  | 0 | 936.627 | 109.8922
8 | 13 | 13 | 5390 | Yes |  | Irradiance_5390 |  | 0 | 846.335 | 99.7853
8 | 13 | 14 | 5391 | Yes |  | Irradiance_5391 |  | 0 | 700.035 | 83.6251
8 | 13 | 15 | 5392 | Yes |  | Irradiance_5392 |  | 0 | 504.265 | 60.3504
8 | 13 | 16 | 5393 | Yes |  | Irradiance_5393 |  | 0 | 286.587 | 33.1992
8 | 13 | 17 | 5394 | Yes |  | Irradiance_5394 |  | 0 | 107.674 | 11.8658
8 | 13 | 18 | 5395 | Yes |  | Irradiance_5395 |  | 0 | 18.543 | 1.624
8 | 13 | 19 | 5396 | Yes |  | Irradiance_5396 |  | 0 | 0 | 0
8 | 13 | 20 | 5397 | Yes |  | Irradiance_5397 |  | 0 | 0 | 0
8 | 13 | 21 | 5398 | Yes |  | Irradiance_5398 |  | 0 | 0 | 0
8 | 13 | 22 | 5399 | Yes |  | Irradiance_5399 |  | 0 | 0 | 0
8 | 13 | 23 | 5400 | Yes |  | Irradiance_5400 |  | 0 | 0 | 0
8 | 14 | 0 | 5401 | Saturday |  | Irradiance_5401 |  | 0 | 0 | 0
8 | 14 | 1 | 5402 | Saturday |  | Irradiance_5402 |  | 0 | 0 | 0
8 | 14 | 2 | 5403 | Saturday |  | Irradiance_5403 |  | 0 | 0 | 0
8 | 14 | 3 | 5404 | Saturday |  | Irradiance_5404 |  | 0 | 0 | 0
8 | 14 | 4 | 5405 | Saturday |  | Irradiance_5405 |  | 0 | 4.618 | 0
8 | 14 | 5 | 5406 | Saturday |  | Irradiance_5406 |  | 0 | 51.559 | 6.0802
8 | 14 | 6 | 5407 | Saturday |  | Irradiance_5407 |  | 0 | 183.832 | 22.5893
8 | 14 | 7 | 5408 | Saturday |  | Irradiance_5408 |  | 0 | 389.133 | 48.6442
8 | 14 | 8 | 5409 | Saturday |  | Irradiance_5409 |  | 0 | 612.942 | 75.9304
8 | 14 | 9 | 5410 | Saturday |  | Irradiance_5410 |  | 0 | 794.253 | 96.0966
8 | 14 | 10 | 5411 | Saturday |  | Irradiance_5411 |  | 0 | 898.918 | 107.212
8 | 14 | 11 | 5412 | Saturday |  | Irradiance_5412 |  | 0 | 929.2 | 108.2538
8 | 14 | 12 | 5413 | Saturday |  | Irradiance_5413 |  | 0 | 873.728 | 103.1637
8 | 14 | 13 | 5414 | Saturday |  | Irradiance_5414 |  | 0 | 660.067 | 79.6672
8 | 14 | 14 | 5415 | Saturday |  | Irradiance_5415 |  | 0 | 391.505 | 48.6061
8 | 14 | 15 | 5416 | Saturday |  | Irradiance_5416 |  | 0 | 279.615 | 35.0381
8 | 14 | 16 | 5417 | Saturday |  | Irradiance_5417 |  | 0 | 152.812 | 19.4715
8 | 14 | 17 | 5418 | Saturday |  | Irradiance_5418 |  | 0 | 59.013 | 7.257
8 | 14 | 18 | 5419 | Saturday |  | Irradiance_5419 |  | 0 | 8.319 | 0.26592
8 | 14 | 19 | 5420 | Saturday |  | Irradiance_5420 |  | 0 | 0 | 0
8 | 14 | 20 | 5421 | Saturday |  | Irradiance_5421 |  | 0 | 0 | 0
8 | 14 | 21 | 5422 | Saturday |  | Irradiance_5422 |  | 0 | 0 | 0
8 | 14 | 22 | 5423 | Saturday |  | Irradiance_5423 |  | 0 | 0 | 0
8 | 14 | 23 | 5424 | Saturday |  | Irradiance_5424 |  | 0 | 0 | 0
8 | 15 | 0 | 5425 | Sunday |  | Irradiance_5425 |  | 0 | 0 | 0
8 | 15 | 1 | 5426 | Sunday |  | Irradiance_5426 |  | 0 | 0 | 0
8 | 15 | 2 | 5427 | Sunday |  | Irradiance_5427 |  | 0 | 0 | 0
8 | 15 | 3 | 5428 | Sunday |  | Irradiance_5428 |  | 0 | 0 | 0
8 | 15 | 4 | 5429 | Sunday |  | Irradiance_5429 |  | 0 | 5.543 | 0
8 | 15 | 5 | 5430 | Sunday |  | Irradiance_5430 |  | 0 | 50.995 | 6.1174
8 | 15 | 6 | 5431 | Sunday |  | Irradiance_5431 |  | 0 | 126.426 | 16.4006
8 | 15 | 7 | 5432 | Sunday |  | Irradiance_5432 |  | 0 | 262.373 | 33.6811
8 | 15 | 8 | 5433 | Sunday |  | Irradiance_5433 |  | 0 | 412.454 | 52.2256
8 | 15 | 9 | 5434 | Sunday |  | Irradiance_5434 |  | 0 | 572.55 | 70.9643
8 | 15 | 10 | 5435 | Sunday |  | Irradiance_5435 |  | 0 | 550.873 | 67.969
8 | 15 | 11 | 5436 | Sunday |  | Irradiance_5436 |  | 0 | 469.546 | 58.6294
8 | 15 | 12 | 5437 | Sunday |  | Irradiance_5437 |  | 0 | 341.585 | 43.1384
8 | 15 | 13 | 5438 | Sunday |  | Irradiance_5438 |  | 0 | 471.327 | 57.8442
8 | 15 | 14 | 5439 | Sunday |  | Irradiance_5439 |  | 0 | 497.758 | 60.2216
8 | 15 | 15 | 5440 | Sunday |  | Irradiance_5440 |  | 0 | 421.386 | 51.8525
8 | 15 | 16 | 5441 | Sunday |  | Irradiance_5441 |  | 0 | 228.527 | 27.8571
8 | 15 | 17 | 5442 | Sunday |  | Irradiance_5442 |  | 0 | 86.589 | 10.1154
8 | 15 | 18 | 5443 | Sunday |  | Irradiance_5443 |  | 0 | 13.89 | 1.0131
8 | 15 | 19 | 5444 | Sunday |  | Irradiance_5444 |  | 0 | 0 | 0
8 | 15 | 20 | 5445 | Sunday |  | Irradiance_5445 |  | 0 | 0 | 0
8 | 15 | 21 | 5446 | Sunday |  | Irradiance_5446 |  | 0 | 0 | 0
8 | 15 | 22 | 5447 | Sunday |  | Irradiance_5447 |  | 0 | 0 | 0
8 | 15 | 23 | 5448 | Sunday |  | Irradiance_5448 |  | 0 | 0 | 0
8 | 16 | 0 | 5449 | Yes |  | Irradiance_5449 |  | 0 | 0 | 0
8 | 16 | 1 | 5450 | Yes |  | Irradiance_5450 |  | 0 | 0 | 0
8 | 16 | 2 | 5451 | Yes |  | Irradiance_5451 |  | 0 | 0 | 0
8 | 16 | 3 | 5452 | Yes |  | Irradiance_5452 |  | 0 | 0 | 0
8 | 16 | 4 | 5453 | Yes |  | Irradiance_5453 |  | 0 | 5.544 | 0
8 | 16 | 5 | 5454 | Yes |  | Irradiance_5454 |  | 0 | 52.119 | 6.2026
8 | 16 | 6 | 5455 | Yes |  | Irradiance_5455 |  | 0 | 156.652 | 19.703
8 | 16 | 7 | 5456 | Yes |  | Irradiance_5456 |  | 0 | 347.883 | 44.0683
8 | 16 | 8 | 5457 | Yes |  | Irradiance_5457 |  | 0 | 571.101 | 71.5227
8 | 16 | 9 | 5458 | Yes |  | Irradiance_5458 |  | 0 | 772.02 | 94.3222
8 | 16 | 10 | 5459 | Yes |  | Irradiance_5459 |  | 0 | 876.326 | 103.9974
8 | 16 | 11 | 5460 | Yes |  | Irradiance_5460 |  | 0 | 910.236 | 107.8048
8 | 16 | 12 | 5461 | Yes |  | Irradiance_5461 |  | 0 | 875.905 | 103.9395
8 | 16 | 13 | 5462 | Yes |  | Irradiance_5462 |  | 0 | 768.784 | 92.0045
8 | 16 | 14 | 5463 | Yes |  | Irradiance_5463 |  | 0 | 604.805 | 73.1397
8 | 16 | 15 | 5464 | Yes |  | Irradiance_5464 |  | 0 | 419.26 | 50.7333
8 | 16 | 16 | 5465 | Yes |  | Irradiance_5465 |  | 0 | 248.417 | 29.4714
8 | 16 | 17 | 5466 | Yes |  | Irradiance_5466 |  | 0 | 93.399 | 10.4683
8 | 16 | 18 | 5467 | Yes |  | Irradiance_5467 |  | 0 | 15.753 | 1.2491
8 | 16 | 19 | 5468 | Yes |  | Irradiance_5468 |  | 0 | 0 | 0
8 | 16 | 20 | 5469 | Yes |  | Irradiance_5469 |  | 0 | 0 | 0
8 | 16 | 21 | 5470 | Yes |  | Irradiance_5470 |  | 0 | 0 | 0
8 | 16 | 22 | 5471 | Yes |  | Irradiance_5471 |  | 0 | 0 | 0
8 | 16 | 23 | 5472 | Yes |  | Irradiance_5472 |  | 0 | 0 | 0
8 | 17 | 0 | 5473 | Yes |  | Irradiance_5473 |  | 0 | 0 | 0
8 | 17 | 1 | 5474 | Yes |  | Irradiance_5474 |  | 0 | 0 | 0
8 | 17 | 2 | 5475 | Yes |  | Irradiance_5475 |  | 0 | 0 | 0
8 | 17 | 3 | 5476 | Yes |  | Irradiance_5476 |  | 0 | 0 | 0
8 | 17 | 4 | 5477 | Yes |  | Irradiance_5477 |  | 0 | 5.544 | 0
8 | 17 | 5 | 5478 | Yes |  | Irradiance_5478 |  | 0 | 55.185 | 6.3352
8 | 17 | 6 | 5479 | Yes |  | Irradiance_5479 |  | 0 | 198.393 | 24.0739
8 | 17 | 7 | 5480 | Yes |  | Irradiance_5480 |  | 0 | 384.2 | 48.2834
8 | 17 | 8 | 5481 | Yes |  | Irradiance_5481 |  | 0 | 526.559 | 66.6802
8 | 17 | 9 | 5482 | Yes |  | Irradiance_5482 |  | 0 | 568.332 | 71.7712
8 | 17 | 10 | 5483 | Yes |  | Irradiance_5483 |  | 0 | 588.034 | 74.9952
8 | 17 | 11 | 5484 | Yes |  | Irradiance_5484 |  | 0 | 578.136 | 74.1037
8 | 17 | 12 | 5485 | Yes |  | Irradiance_5485 |  | 0 | 518.571 | 66.6258
8 | 17 | 13 | 5486 | Yes |  | Irradiance_5486 |  | 0 | 408.489 | 52.7629
8 | 17 | 14 | 5487 | Yes |  | Irradiance_5487 |  | 0 | 296.282 | 38.5947
8 | 17 | 15 | 5488 | Yes |  | Irradiance_5488 |  | 0 | 180.125 | 23.3386
8 | 17 | 16 | 5489 | Yes |  | Irradiance_5489 |  | 0 | 110.352 | 14.2738
8 | 17 | 17 | 5490 | Yes |  | Irradiance_5490 |  | 0 | 46.326 | 5.5461
8 | 17 | 18 | 5491 | Yes |  | Irradiance_5491 |  | 0 | 6.467 | 0.01696
8 | 17 | 19 | 5492 | Yes |  | Irradiance_5492 |  | 0 | 0 | 0
8 | 17 | 20 | 5493 | Yes |  | Irradiance_5493 |  | 0 | 0 | 0
8 | 17 | 21 | 5494 | Yes |  | Irradiance_5494 |  | 0 | 0 | 0
8 | 17 | 22 | 5495 | Yes |  | Irradiance_5495 |  | 0 | 0 | 0
8 | 17 | 23 | 5496 | Yes |  | Irradiance_5496 |  | 0 | 0 | 0
8 | 18 | 0 | 5497 | Yes |  | Irradiance_5497 |  | 0 | 0 | 0
8 | 18 | 1 | 5498 | Yes |  | Irradiance_5498 |  | 0 | 0 | 0
8 | 18 | 2 | 5499 | Yes |  | Irradiance_5499 |  | 0 | 0 | 0
8 | 18 | 3 | 5500 | Yes |  | Irradiance_5500 |  | 0 | 0 | 0
8 | 18 | 4 | 5501 | Yes |  | Irradiance_5501 |  | 0 | 2.859 | 0
8 | 18 | 5 | 5502 | Yes |  | Irradiance_5502 |  | 0 | 46.19 | 5.6566
8 | 18 | 6 | 5503 | Yes |  | Irradiance_5503 |  | 0 | 176.942 | 22.2242
8 | 18 | 7 | 5504 | Yes |  | Irradiance_5504 |  | 0 | 381.52 | 49.8272
8 | 18 | 8 | 5505 | Yes |  | Irradiance_5505 |  | 0 | 608.581 | 79.3832
8 | 18 | 9 | 5506 | Yes |  | Irradiance_5506 |  | 0 | 790.869 | 100.3197
8 | 18 | 10 | 5507 | Yes |  | Irradiance_5507 |  | 0 | 881.99 | 111.2338
8 | 18 | 11 | 5508 | Yes |  | Irradiance_5508 |  | 0 | 841.705 | 104.9779
8 | 18 | 12 | 5509 | Yes |  | Irradiance_5509 |  | 0 | 669.811 | 84.8842
8 | 18 | 13 | 5510 | Yes |  | Irradiance_5510 |  | 0 | 639.177 | 81.1293
8 | 18 | 14 | 5511 | Yes |  | Irradiance_5511 |  | 0 | 560.312 | 71.076
8 | 18 | 15 | 5512 | Yes |  | Irradiance_5512 |  | 0 | 405.779 | 52.1355
8 | 18 | 16 | 5513 | Yes |  | Irradiance_5513 |  | 0 | 221.305 | 27.7707
8 | 18 | 17 | 5514 | Yes |  | Irradiance_5514 |  | 0 | 79.732 | 9.6834
8 | 18 | 18 | 5515 | Yes |  | Irradiance_5515 |  | 0 | 11.105 | 0.67312
8 | 18 | 19 | 5516 | Yes |  | Irradiance_5516 |  | 0 | 0 | 0
8 | 18 | 20 | 5517 | Yes |  | Irradiance_5517 |  | 0 | 0 | 0
8 | 18 | 21 | 5518 | Yes |  | Irradiance_5518 |  | 0 | 0 | 0
8 | 18 | 22 | 5519 | Yes |  | Irradiance_5519 |  | 0 | 0 | 0
8 | 18 | 23 | 5520 | Yes |  | Irradiance_5520 |  | 0 | 0 | 0
8 | 19 | 0 | 5521 | Yes |  | Irradiance_5521 |  | 0 | 0 | 0
8 | 19 | 1 | 5522 | Yes |  | Irradiance_5522 |  | 0 | 0 | 0
8 | 19 | 2 | 5523 | Yes |  | Irradiance_5523 |  | 0 | 0 | 0
8 | 19 | 3 | 5524 | Yes |  | Irradiance_5524 |  | 0 | 0 | 0
8 | 19 | 4 | 5525 | Yes |  | Irradiance_5525 |  | 0 | 4.766 | 0
8 | 19 | 5 | 5526 | Yes |  | Irradiance_5526 |  | 0 | 50.79 | 6.1792
8 | 19 | 6 | 5527 | Yes |  | Irradiance_5527 |  | 0 | 152.107 | 19.3776
8 | 19 | 7 | 5528 | Yes |  | Irradiance_5528 |  | 0 | 250.906 | 32.8483
8 | 19 | 8 | 5529 | Yes |  | Irradiance_5529 |  | 0 | 305.979 | 39.96
8 | 19 | 9 | 5530 | Yes |  | Irradiance_5530 |  | 0 | 277.576 | 36.4125
8 | 19 | 10 | 5531 | Yes |  | Irradiance_5531 |  | 0 | 331.701 | 43.3027
8 | 19 | 11 | 5532 | Yes |  | Irradiance_5532 |  | 0 | 331.853 | 44.985
8 | 19 | 12 | 5533 | Yes |  | Irradiance_5533 |  | 0 | 321.628 | 42.2502
8 | 19 | 13 | 5534 | Yes |  | Irradiance_5534 |  | 0 | 291.726 | 37.6693
8 | 19 | 14 | 5535 | Yes |  | Irradiance_5535 |  | 0 | 241.532 | 31.6309
8 | 19 | 15 | 5536 | Yes |  | Irradiance_5536 |  | 0 | 177.2 | 24.0869
8 | 19 | 16 | 5537 | Yes |  | Irradiance_5537 |  | 0 | 106.642 | 14.2283
8 | 19 | 17 | 5538 | Yes |  | Irradiance_5538 |  | 0 | 43.566 | 5.308
8 | 19 | 18 | 5539 | Yes |  | Irradiance_5539 |  | 0 | 5.542 | 0
8 | 19 | 19 | 5540 | Yes |  | Irradiance_5540 |  | 0 | 0 | 0
8 | 19 | 20 | 5541 | Yes |  | Irradiance_5541 |  | 0 | 0 | 0
8 | 19 | 21 | 5542 | Yes |  | Irradiance_5542 |  | 0 | 0 | 0
8 | 19 | 22 | 5543 | Yes |  | Irradiance_5543 |  | 0 | 0 | 0
8 | 19 | 23 | 5544 | Yes |  | Irradiance_5544 |  | 0 | 0 | 0
8 | 20 | 0 | 5545 | Yes |  | Irradiance_5545 |  | 0 | 0 | 0
8 | 20 | 1 | 5546 | Yes |  | Irradiance_5546 |  | 0 | 0 | 0
8 | 20 | 2 | 5547 | Yes |  | Irradiance_5547 |  | 0 | 0 | 0
8 | 20 | 3 | 5548 | Yes |  | Irradiance_5548 |  | 0 | 0 | 0
8 | 20 | 4 | 5549 | Yes |  | Irradiance_5549 |  | 0 | 1.906 | 0
8 | 20 | 5 | 5550 | Yes |  | Irradiance_5550 |  | 0 | 25.018 | 2.7488
8 | 20 | 6 | 5551 | Yes |  | Irradiance_5551 |  | 0 | 82.836 | 11.0224
8 | 20 | 7 | 5552 | Yes |  | Irradiance_5552 |  | 0 | 177.203 | 24.0125
8 | 20 | 8 | 5553 | Yes |  | Irradiance_5553 |  | 0 | 302.992 | 40.7611
8 | 20 | 9 | 5554 | Yes |  | Irradiance_5554 |  | 0 | 425.912 | 56.081
8 | 20 | 10 | 5555 | Yes |  | Irradiance_5555 |  | 0 | 487.196 | 64.2059
8 | 20 | 11 | 5556 | Yes |  | Irradiance_5556 |  | 0 | 530.655 | 68.9939
8 | 20 | 12 | 5557 | Yes |  | Irradiance_5557 |  | 0 | 501.604 | 65.4034
8 | 20 | 13 | 5558 | Yes |  | Irradiance_5558 |  | 0 | 404.608 | 52.5749
8 | 20 | 14 | 5559 | Yes |  | Irradiance_5559 |  | 0 | 293.083 | 38.397
8 | 20 | 15 | 5560 | Yes |  | Irradiance_5560 |  | 0 | 175.623 | 22.9379
8 | 20 | 16 | 5561 | Yes |  | Irradiance_5561 |  | 0 | 154.901 | 19.8933
8 | 20 | 17 | 5562 | Yes |  | Irradiance_5562 |  | 0 | 71.392 | 8.8277
8 | 20 | 18 | 5563 | Yes |  | Irradiance_5563 |  | 0 | 11.107 | 0.68592
8 | 20 | 19 | 5564 | Yes |  | Irradiance_5564 |  | 0 | 0 | 0
8 | 20 | 20 | 5565 | Yes |  | Irradiance_5565 |  | 0 | 0 | 0
8 | 20 | 21 | 5566 | Yes |  | Irradiance_5566 |  | 0 | 0 | 0
8 | 20 | 22 | 5567 | Yes |  | Irradiance_5567 |  | 0 | 0 | 0
8 | 20 | 23 | 5568 | Yes |  | Irradiance_5568 |  | 0 | 0 | 0
8 | 21 | 0 | 5569 | Saturday |  | Irradiance_5569 |  | 0 | 0 | 0
8 | 21 | 1 | 5570 | Saturday |  | Irradiance_5570 |  | 0 | 0 | 0
8 | 21 | 2 | 5571 | Saturday |  | Irradiance_5571 |  | 0 | 0 | 0
8 | 21 | 3 | 5572 | Saturday |  | Irradiance_5572 |  | 0 | 0 | 0
8 | 21 | 4 | 5573 | Saturday |  | Irradiance_5573 |  | 0 | 2.859 | 0
8 | 21 | 5 | 5574 | Saturday |  | Irradiance_5574 |  | 0 | 35.049 | 4.1499
8 | 21 | 6 | 5575 | Saturday |  | Irradiance_5575 |  | 0 | 117.274 | 15.605
8 | 21 | 7 | 5576 | Saturday |  | Irradiance_5576 |  | 0 | 204.911 | 27.6462
8 | 21 | 8 | 5577 | Saturday |  | Irradiance_5577 |  | 0 | 255.51 | 34.7456
8 | 21 | 9 | 5578 | Saturday |  | Irradiance_5578 |  | 0 | 275.045 | 37.2771
8 | 21 | 10 | 5579 | Saturday |  | Irradiance_5579 |  | 0 | 365.329 | 49.469
8 | 21 | 11 | 5580 | Saturday |  | Irradiance_5580 |  | 0 | 461.28 | 61.7976
8 | 21 | 12 | 5581 | Saturday |  | Irradiance_5581 |  | 0 | 500.746 | 66.4646
8 | 21 | 13 | 5582 | Saturday |  | Irradiance_5582 |  | 0 | 464.859 | 61.5926
8 | 21 | 14 | 5583 | Saturday |  | Irradiance_5583 |  | 0 | 381.228 | 50.7278
8 | 21 | 15 | 5584 | Saturday |  | Irradiance_5584 |  | 0 | 264.427 | 35.9965
8 | 21 | 16 | 5585 | Saturday |  | Irradiance_5585 |  | 0 | 165.229 | 21.9749
8 | 21 | 17 | 5586 | Saturday |  | Irradiance_5586 |  | 0 | 65.54 | 8.3478
8 | 21 | 18 | 5587 | Saturday |  | Irradiance_5587 |  | 0 | 9.25 | 0.44976
8 | 21 | 19 | 5588 | Saturday |  | Irradiance_5588 |  | 0 | 0 | 0
8 | 21 | 20 | 5589 | Saturday |  | Irradiance_5589 |  | 0 | 0 | 0
8 | 21 | 21 | 5590 | Saturday |  | Irradiance_5590 |  | 0 | 0 | 0
8 | 21 | 22 | 5591 | Saturday |  | Irradiance_5591 |  | 0 | 0 | 0
8 | 21 | 23 | 5592 | Saturday |  | Irradiance_5592 |  | 0 | 0 | 0
8 | 22 | 0 | 5593 | Sunday |  | Irradiance_5593 |  | 0 | 0 | 0
8 | 22 | 1 | 5594 | Sunday |  | Irradiance_5594 |  | 0 | 0 | 0
8 | 22 | 2 | 5595 | Sunday |  | Irradiance_5595 |  | 0 | 0 | 0
8 | 22 | 3 | 5596 | Sunday |  | Irradiance_5596 |  | 0 | 0 | 0
8 | 22 | 4 | 5597 | Sunday |  | Irradiance_5597 |  | 0 | 0.953 | 0
8 | 22 | 5 | 5598 | Sunday |  | Irradiance_5598 |  | 0 | 10.167 | 0.55952
8 | 22 | 6 | 5599 | Sunday |  | Irradiance_5599 |  | 0 | 36.153 | 4.2482
8 | 22 | 7 | 5600 | Sunday |  | Irradiance_5600 |  | 0 | 123.254 | 16.5261
8 | 22 | 8 | 5601 | Sunday |  | Irradiance_5601 |  | 0 | 261.975 | 35.4496
8 | 22 | 9 | 5602 | Sunday |  | Irradiance_5602 |  | 0 | 434.853 | 58.1808
8 | 22 | 10 | 5603 | Sunday |  | Irradiance_5603 |  | 0 | 484.257 | 64.212
8 | 22 | 11 | 5604 | Sunday |  | Irradiance_5604 |  | 0 | 508.34 | 67.5157
8 | 22 | 12 | 5605 | Sunday |  | Irradiance_5605 |  | 0 | 495.54 | 65.6731
8 | 22 | 13 | 5606 | Sunday |  | Irradiance_5606 |  | 0 | 538.204 | 70.7466
8 | 22 | 14 | 5607 | Sunday |  | Irradiance_5607 |  | 0 | 508.99 | 66.304
8 | 22 | 15 | 5608 | Sunday |  | Irradiance_5608 |  | 0 | 395.143 | 51.2757
8 | 22 | 16 | 5609 | Sunday |  | Irradiance_5609 |  | 0 | 225.546 | 28.196
8 | 22 | 17 | 5610 | Sunday |  | Irradiance_5610 |  | 0 | 77.906 | 9.1987
8 | 22 | 18 | 5611 | Sunday |  | Irradiance_5611 |  | 0 | 10.18 | 0.55424
8 | 22 | 19 | 5612 | Sunday |  | Irradiance_5612 |  | 0 | 0 | 0
8 | 22 | 20 | 5613 | Sunday |  | Irradiance_5613 |  | 0 | 0 | 0
8 | 22 | 21 | 5614 | Sunday |  | Irradiance_5614 |  | 0 | 0 | 0
8 | 22 | 22 | 5615 | Sunday |  | Irradiance_5615 |  | 0 | 0 | 0
8 | 22 | 23 | 5616 | Sunday |  | Irradiance_5616 |  | 0 | 0 | 0
8 | 23 | 0 | 5617 | Yes |  | Irradiance_5617 |  | 0 | 0 | 0
8 | 23 | 1 | 5618 | Yes |  | Irradiance_5618 |  | 0 | 0 | 0
8 | 23 | 2 | 5619 | Yes |  | Irradiance_5619 |  | 0 | 0 | 0
8 | 23 | 3 | 5620 | Yes |  | Irradiance_5620 |  | 0 | 0 | 0
8 | 23 | 4 | 5621 | Yes |  | Irradiance_5621 |  | 0 | 0.953 | 0
8 | 23 | 5 | 5622 | Yes |  | Irradiance_5622 |  | 0 | 22.232 | 2.2914
8 | 23 | 6 | 5623 | Yes |  | Irradiance_5623 |  | 0 | 78.224 | 10.2384
8 | 23 | 7 | 5624 | Yes |  | Irradiance_5624 |  | 0 | 147.305 | 19.7576
8 | 23 | 8 | 5625 | Yes |  | Irradiance_5625 |  | 0 | 215.527 | 29.143
8 | 23 | 9 | 5626 | Yes |  | Irradiance_5626 |  | 0 | 271.356 | 36.6082
8 | 23 | 10 | 5627 | Yes |  | Irradiance_5627 |  | 0 | 308.598 | 41.6304
8 | 23 | 11 | 5628 | Yes |  | Irradiance_5628 |  | 0 | 322.66 | 43.5536
8 | 23 | 12 | 5629 | Yes |  | Irradiance_5629 |  | 0 | 315.087 | 42.648
8 | 23 | 13 | 5630 | Yes |  | Irradiance_5630 |  | 0 | 455.406 | 61.2051
8 | 23 | 14 | 5631 | Yes |  | Irradiance_5631 |  | 0 | 465.039 | 61.3352
8 | 23 | 15 | 5632 | Yes |  | Irradiance_5632 |  | 0 | 388.512 | 50.4819
8 | 23 | 16 | 5633 | Yes |  | Irradiance_5633 |  | 0 | 205.522 | 25.963
8 | 23 | 17 | 5634 | Yes |  | Irradiance_5634 |  | 0 | 66.006 | 7.943
8 | 23 | 18 | 5635 | Yes |  | Irradiance_5635 |  | 0 | 7.396 | 0.14848
8 | 23 | 19 | 5636 | Yes |  | Irradiance_5636 |  | 0 | 0 | 0
8 | 23 | 20 | 5637 | Yes |  | Irradiance_5637 |  | 0 | 0 | 0
8 | 23 | 21 | 5638 | Yes |  | Irradiance_5638 |  | 0 | 0 | 0
8 | 23 | 22 | 5639 | Yes |  | Irradiance_5639 |  | 0 | 0 | 0
8 | 23 | 23 | 5640 | Yes |  | Irradiance_5640 |  | 0 | 0 | 0
8 | 24 | 0 | 5641 | Yes |  | Irradiance_5641 |  | 0 | 0 | 0
8 | 24 | 1 | 5642 | Yes |  | Irradiance_5642 |  | 0 | 0 | 0
8 | 24 | 2 | 5643 | Yes |  | Irradiance_5643 |  | 0 | 0 | 0
8 | 24 | 3 | 5644 | Yes |  | Irradiance_5644 |  | 0 | 0 | 0
8 | 24 | 4 | 5645 | Yes |  | Irradiance_5645 |  | 0 | 1.906 | 0
8 | 24 | 5 | 5646 | Yes |  | Irradiance_5646 |  | 0 | 39.078 | 4.6442
8 | 24 | 6 | 5647 | Yes |  | Irradiance_5647 |  | 0 | 162.695 | 20.6261
8 | 24 | 7 | 5648 | Yes |  | Irradiance_5648 |  | 0 | 320.737 | 41.8395
8 | 24 | 8 | 5649 | Yes |  | Irradiance_5649 |  | 0 | 460.032 | 60.0875
8 | 24 | 9 | 5650 | Yes |  | Irradiance_5650 |  | 0 | 556.301 | 72.323
8 | 24 | 10 | 5651 | Yes |  | Irradiance_5651 |  | 0 | 638.615 | 82.188
8 | 24 | 11 | 5652 | Yes |  | Irradiance_5652 |  | 0 | 672.654 | 85.8416
8 | 24 | 12 | 5653 | Yes |  | Irradiance_5653 |  | 0 | 656.029 | 83.3862
8 | 24 | 13 | 5654 | Yes |  | Irradiance_5654 |  | 0 | 587.928 | 75.6235
8 | 24 | 14 | 5655 | Yes |  | Irradiance_5655 |  | 0 | 476.058 | 61.5714
8 | 24 | 15 | 5656 | Yes |  | Irradiance_5656 |  | 0 | 318.102 | 41.1178
8 | 24 | 16 | 5657 | Yes |  | Irradiance_5657 |  | 0 | 191.233 | 23.844
8 | 24 | 17 | 5658 | Yes |  | Irradiance_5658 |  | 0 | 65.133 | 7.7018
8 | 24 | 18 | 5659 | Yes |  | Irradiance_5659 |  | 0 | 7.396 | 0.14928
8 | 24 | 19 | 5660 | Yes |  | Irradiance_5660 |  | 0 | 0 | 0
8 | 24 | 20 | 5661 | Yes |  | Irradiance_5661 |  | 0 | 0 | 0
8 | 24 | 21 | 5662 | Yes |  | Irradiance_5662 |  | 0 | 0 | 0
8 | 24 | 22 | 5663 | Yes |  | Irradiance_5663 |  | 0 | 0 | 0
8 | 24 | 23 | 5664 | Yes |  | Irradiance_5664 |  | 0 | 0 | 0
8 | 25 | 0 | 5665 | Yes |  | Irradiance_5665 |  | 0 | 0 | 0
8 | 25 | 1 | 5666 | Yes |  | Irradiance_5666 |  | 0 | 0 | 0
8 | 25 | 2 | 5667 | Yes |  | Irradiance_5667 |  | 0 | 0 | 0
8 | 25 | 3 | 5668 | Yes |  | Irradiance_5668 |  | 0 | 0 | 0
8 | 25 | 4 | 5669 | Yes |  | Irradiance_5669 |  | 0 | 1.906 | 0
8 | 25 | 5 | 5670 | Yes |  | Irradiance_5670 |  | 0 | 38.926 | 4.7042
8 | 25 | 6 | 5671 | Yes |  | Irradiance_5671 |  | 0 | 158.638 | 20.1693
8 | 25 | 7 | 5672 | Yes |  | Irradiance_5672 |  | 0 | 293.852 | 38.124
8 | 25 | 8 | 5673 | Yes |  | Irradiance_5673 |  | 0 | 382.811 | 49.6101
8 | 25 | 9 | 5674 | Yes |  | Irradiance_5674 |  | 0 | 418.068 | 53.8755
8 | 25 | 10 | 5675 | Yes |  | Irradiance_5675 |  | 0 | 478.436 | 61.5818
8 | 25 | 11 | 5676 | Yes |  | Irradiance_5676 |  | 0 | 518.464 | 66.1142
8 | 25 | 12 | 5677 | Yes |  | Irradiance_5677 |  | 0 | 490.475 | 62.4419
8 | 25 | 13 | 5678 | Yes |  | Irradiance_5678 |  | 0 | 437.732 | 55.3797
8 | 25 | 14 | 5679 | Yes |  | Irradiance_5679 |  | 0 | 357.272 | 45.679
8 | 25 | 15 | 5680 | Yes |  | Irradiance_5680 |  | 0 | 250.683 | 32.068
8 | 25 | 16 | 5681 | Yes |  | Irradiance_5681 |  | 0 | 151.849 | 19.151
8 | 25 | 17 | 5682 | Yes |  | Irradiance_5682 |  | 0 | 55.729 | 6.6848
8 | 25 | 18 | 5683 | Yes |  | Irradiance_5683 |  | 0 | 5.543 | 0
8 | 25 | 19 | 5684 | Yes |  | Irradiance_5684 |  | 0 | 0 | 0
8 | 25 | 20 | 5685 | Yes |  | Irradiance_5685 |  | 0 | 0 | 0
8 | 25 | 21 | 5686 | Yes |  | Irradiance_5686 |  | 0 | 0 | 0
8 | 25 | 22 | 5687 | Yes |  | Irradiance_5687 |  | 0 | 0 | 0
8 | 25 | 23 | 5688 | Yes |  | Irradiance_5688 |  | 0 | 0 | 0
8 | 26 | 0 | 5689 | Yes |  | Irradiance_5689 |  | 0 | 0 | 0
8 | 26 | 1 | 5690 | Yes |  | Irradiance_5690 |  | 0 | 0 | 0
8 | 26 | 2 | 5691 | Yes |  | Irradiance_5691 |  | 0 | 0 | 0
8 | 26 | 3 | 5692 | Yes |  | Irradiance_5692 |  | 0 | 0 | 0
8 | 26 | 4 | 5693 | Yes |  | Irradiance_5693 |  | 0 | 1.906 | 0
8 | 26 | 5 | 5694 | Yes |  | Irradiance_5694 |  | 0 | 41.1 | 4.7662
8 | 26 | 6 | 5695 | Yes |  | Irradiance_5695 |  | 0 | 181.992 | 22.2845
8 | 26 | 7 | 5696 | Yes |  | Irradiance_5696 |  | 0 | 387.404 | 49.7656
8 | 26 | 8 | 5697 | Yes |  | Irradiance_5697 |  | 0 | 600.476 | 77.5429
8 | 26 | 9 | 5698 | Yes |  | Irradiance_5698 |  | 0 | 761.422 | 97.0246
8 | 26 | 10 | 5699 | Yes |  | Irradiance_5699 |  | 0 | 849.116 | 108.0419
8 | 26 | 11 | 5700 | Yes |  | Irradiance_5700 |  | 0 | 850.199 | 108.0691
8 | 26 | 12 | 5701 | Yes |  | Irradiance_5701 |  | 0 | 767.995 | 98.0734
8 | 26 | 13 | 5702 | Yes |  | Irradiance_5702 |  | 0 | 713.616 | 91.177
8 | 26 | 14 | 5703 | Yes |  | Irradiance_5703 |  | 0 | 595.629 | 76.3131
8 | 26 | 15 | 5704 | Yes |  | Irradiance_5704 |  | 0 | 420.529 | 53.3702
8 | 26 | 16 | 5705 | Yes |  | Irradiance_5705 |  | 0 | 230.404 | 28.0134
8 | 26 | 17 | 5706 | Yes |  | Irradiance_5706 |  | 0 | 69.522 | 8.0642
8 | 26 | 18 | 5707 | Yes |  | Irradiance_5707 |  | 0 | 6.47 | 0.01984
8 | 26 | 19 | 5708 | Yes |  | Irradiance_5708 |  | 0 | 0 | 0
8 | 26 | 20 | 5709 | Yes |  | Irradiance_5709 |  | 0 | 0 | 0
8 | 26 | 21 | 5710 | Yes |  | Irradiance_5710 |  | 0 | 0 | 0
8 | 26 | 22 | 5711 | Yes |  | Irradiance_5711 |  | 0 | 0 | 0
8 | 26 | 23 | 5712 | Yes |  | Irradiance_5712 |  | 0 | 0 | 0
8 | 27 | 0 | 5713 | Yes |  | Irradiance_5713 |  | 0 | 0 | 0
8 | 27 | 1 | 5714 | Yes |  | Irradiance_5714 |  | 0 | 0 | 0
8 | 27 | 2 | 5715 | Yes |  | Irradiance_5715 |  | 0 | 0 | 0
8 | 27 | 3 | 5716 | Yes |  | Irradiance_5716 |  | 0 | 0 | 0
8 | 27 | 4 | 5717 | Yes |  | Irradiance_5717 |  | 0 | 1.906 | 0
8 | 27 | 5 | 5718 | Yes |  | Irradiance_5718 |  | 0 | 39.749 | 4.7446
8 | 27 | 6 | 5719 | Yes |  | Irradiance_5719 |  | 0 | 179.473 | 22.6026
8 | 27 | 7 | 5720 | Yes |  | Irradiance_5720 |  | 0 | 388.386 | 49.4712
8 | 27 | 8 | 5721 | Yes |  | Irradiance_5721 |  | 0 | 599.645 | 76.3778
8 | 27 | 9 | 5722 | Yes |  | Irradiance_5722 |  | 0 | 765.893 | 96.4758
8 | 27 | 10 | 5723 | Yes |  | Irradiance_5723 |  | 0 | 853.938 | 106.0024
8 | 27 | 11 | 5724 | Yes |  | Irradiance_5724 |  | 0 | 844.794 | 104.9168
8 | 27 | 12 | 5725 | Yes |  | Irradiance_5725 |  | 0 | 771.951 | 96.021
8 | 27 | 13 | 5726 | Yes |  | Irradiance_5726 |  | 0 | 718.561 | 90.0531
8 | 27 | 14 | 5727 | Yes |  | Irradiance_5727 |  | 0 | 600.359 | 76.2096
8 | 27 | 15 | 5728 | Yes |  | Irradiance_5728 |  | 0 | 416.603 | 51.2376
8 | 27 | 16 | 5729 | Yes |  | Irradiance_5729 |  | 0 | 224.93 | 26.9213
8 | 27 | 17 | 5730 | Yes |  | Irradiance_5730 |  | 0 | 65.609 | 7.6702
8 | 27 | 18 | 5731 | Yes |  | Irradiance_5731 |  | 0 | 5.719 | 0
8 | 27 | 19 | 5732 | Yes |  | Irradiance_5732 |  | 0 | 0 | 0
8 | 27 | 20 | 5733 | Yes |  | Irradiance_5733 |  | 0 | 0 | 0
8 | 27 | 21 | 5734 | Yes |  | Irradiance_5734 |  | 0 | 0 | 0
8 | 27 | 22 | 5735 | Yes |  | Irradiance_5735 |  | 0 | 0 | 0
8 | 27 | 23 | 5736 | Yes |  | Irradiance_5736 |  | 0 | 0 | 0
8 | 28 | 0 | 5737 | Saturday |  | Irradiance_5737 |  | 0 | 0 | 0
8 | 28 | 1 | 5738 | Saturday |  | Irradiance_5738 |  | 0 | 0 | 0
8 | 28 | 2 | 5739 | Saturday |  | Irradiance_5739 |  | 0 | 0 | 0
8 | 28 | 3 | 5740 | Saturday |  | Irradiance_5740 |  | 0 | 0 | 0
8 | 28 | 4 | 5741 | Saturday |  | Irradiance_5741 |  | 0 | 0.953 | 0
8 | 28 | 5 | 5742 | Saturday |  | Irradiance_5742 |  | 0 | 37.593 | 4.4574
8 | 28 | 6 | 5743 | Saturday |  | Irradiance_5743 |  | 0 | 173.023 | 21.7328
8 | 28 | 7 | 5744 | Saturday |  | Irradiance_5744 |  | 0 | 367.818 | 47.2403
8 | 28 | 8 | 5745 | Saturday |  | Irradiance_5745 |  | 0 | 534.194 | 68.4765
8 | 28 | 9 | 5746 | Saturday |  | Irradiance_5746 |  | 0 | 657.955 | 83.7405
8 | 28 | 10 | 5747 | Saturday |  | Irradiance_5747 |  | 0 | 756.574 | 95.7338
8 | 28 | 11 | 5748 | Saturday |  | Irradiance_5748 |  | 0 | 795.253 | 99.715
8 | 28 | 12 | 5749 | Saturday |  | Irradiance_5749 |  | 0 | 771.424 | 96.6275
8 | 28 | 13 | 5750 | Saturday |  | Irradiance_5750 |  | 0 | 688.372 | 85.9459
8 | 28 | 14 | 5751 | Saturday |  | Irradiance_5751 |  | 0 | 546.312 | 68.9264
8 | 28 | 15 | 5752 | Saturday |  | Irradiance_5752 |  | 0 | 372.182 | 46.9294
8 | 28 | 16 | 5753 | Saturday |  | Irradiance_5753 |  | 0 | 202.211 | 24.6525
8 | 28 | 17 | 5754 | Saturday |  | Irradiance_5754 |  | 0 | 58.711 | 6.8109
8 | 28 | 18 | 5755 | Saturday |  | Irradiance_5755 |  | 0 | 4.766 | 0
8 | 28 | 19 | 5756 | Saturday |  | Irradiance_5756 |  | 0 | 0 | 0
8 | 28 | 20 | 5757 | Saturday |  | Irradiance_5757 |  | 0 | 0 | 0
8 | 28 | 21 | 5758 | Saturday |  | Irradiance_5758 |  | 0 | 0 | 0
8 | 28 | 22 | 5759 | Saturday |  | Irradiance_5759 |  | 0 | 0 | 0
8 | 28 | 23 | 5760 | Saturday |  | Irradiance_5760 |  | 0 | 0 | 0
8 | 29 | 0 | 5761 | Sunday |  | Irradiance_5761 |  | 0 | 0 | 0
8 | 29 | 1 | 5762 | Sunday |  | Irradiance_5762 |  | 0 | 0 | 0
8 | 29 | 2 | 5763 | Sunday |  | Irradiance_5763 |  | 0 | 0 | 0
8 | 29 | 3 | 5764 | Sunday |  | Irradiance_5764 |  | 0 | 0 | 0
8 | 29 | 4 | 5765 | Sunday |  | Irradiance_5765 |  | 0 | 0.953 | 0
8 | 29 | 5 | 5766 | Sunday |  | Irradiance_5766 |  | 0 | 35.406 | 4.1302
8 | 29 | 6 | 5767 | Sunday |  | Irradiance_5767 |  | 0 | 170.808 | 21.3549
8 | 29 | 7 | 5768 | Sunday |  | Irradiance_5768 |  | 0 | 369.02 | 47.1619
8 | 29 | 8 | 5769 | Sunday |  | Irradiance_5769 |  | 0 | 569.404 | 72.5966
8 | 29 | 9 | 5770 | Sunday |  | Irradiance_5770 |  | 0 | 722.742 | 90.9483
8 | 29 | 10 | 5771 | Sunday |  | Irradiance_5771 |  | 0 | 829.802 | 102.6424
8 | 29 | 11 | 5772 | Sunday |  | Irradiance_5772 |  | 0 | 870.094 | 106.607
8 | 29 | 12 | 5773 | Sunday |  | Irradiance_5773 |  | 0 | 845.914 | 102.7875
8 | 29 | 13 | 5774 | Sunday |  | Irradiance_5774 |  | 0 | 754.365 | 92.5227
8 | 29 | 14 | 5775 | Sunday |  | Irradiance_5775 |  | 0 | 596.134 | 73.9584
8 | 29 | 15 | 5776 | Sunday |  | Irradiance_5776 |  | 0 | 408.095 | 50.5683
8 | 29 | 16 | 5777 | Sunday |  | Irradiance_5777 |  | 0 | 214.468 | 25.5526
8 | 29 | 17 | 5778 | Sunday |  | Irradiance_5778 |  | 0 | 58.93 | 6.7301
8 | 29 | 18 | 5779 | Sunday |  | Irradiance_5779 |  | 0 | 4.766 | 0
8 | 29 | 19 | 5780 | Sunday |  | Irradiance_5780 |  | 0 | 0 | 0
8 | 29 | 20 | 5781 | Sunday |  | Irradiance_5781 |  | 0 | 0 | 0
8 | 29 | 21 | 5782 | Sunday |  | Irradiance_5782 |  | 0 | 0 | 0
8 | 29 | 22 | 5783 | Sunday |  | Irradiance_5783 |  | 0 | 0 | 0
8 | 29 | 23 | 5784 | Sunday |  | Irradiance_5784 |  | 0 | 0 | 0
8 | 30 | 0 | 5785 | Yes |  | Irradiance_5785 |  | 0 | 0 | 0
8 | 30 | 1 | 5786 | Yes |  | Irradiance_5786 |  | 0 | 0 | 0
8 | 30 | 2 | 5787 | Yes |  | Irradiance_5787 |  | 0 | 0 | 0
8 | 30 | 3 | 5788 | Yes |  | Irradiance_5788 |  | 0 | 0 | 0
8 | 30 | 4 | 5789 | Yes |  | Irradiance_5789 |  | 0 | 0.953 | 0
8 | 30 | 5 | 5790 | Yes |  | Irradiance_5790 |  | 0 | 33.633 | 3.8536
8 | 30 | 6 | 5791 | Yes |  | Irradiance_5791 |  | 0 | 170.512 | 21.1206
8 | 30 | 7 | 5792 | Yes |  | Irradiance_5792 |  | 0 | 372.915 | 47.5814
8 | 30 | 8 | 5793 | Yes |  | Irradiance_5793 |  | 0 | 576.677 | 73.0864
8 | 30 | 9 | 5794 | Yes |  | Irradiance_5794 |  | 0 | 712.321 | 88.4742
8 | 30 | 10 | 5795 | Yes |  | Irradiance_5795 |  | 0 | 774.453 | 95.3598
8 | 30 | 11 | 5796 | Yes |  | Irradiance_5796 |  | 0 | 745.593 | 91.3
8 | 30 | 12 | 5797 | Yes |  | Irradiance_5797 |  | 0 | 638.693 | 79.2501
8 | 30 | 13 | 5798 | Yes |  | Irradiance_5798 |  | 0 | 631.636 | 77.7459
8 | 30 | 14 | 5799 | Yes |  | Irradiance_5799 |  | 0 | 558.06 | 68.7067
8 | 30 | 15 | 5800 | Yes |  | Irradiance_5800 |  | 0 | 390.568 | 48.0221
8 | 30 | 16 | 5801 | Yes |  | Irradiance_5801 |  | 0 | 212.98 | 24.9395
8 | 30 | 17 | 5802 | Yes |  | Irradiance_5802 |  | 0 | 55.208 | 6.0203
8 | 30 | 18 | 5803 | Yes |  | Irradiance_5803 |  | 0 | 3.813 | 0
8 | 30 | 19 | 5804 | Yes |  | Irradiance_5804 |  | 0 | 0 | 0
8 | 30 | 20 | 5805 | Yes |  | Irradiance_5805 |  | 0 | 0 | 0
8 | 30 | 21 | 5806 | Yes |  | Irradiance_5806 |  | 0 | 0 | 0
8 | 30 | 22 | 5807 | Yes |  | Irradiance_5807 |  | 0 | 0 | 0
8 | 30 | 23 | 5808 | Yes |  | Irradiance_5808 |  | 0 | 0 | 0
8 | 31 | 0 | 5809 | Yes |  | Irradiance_5809 |  | 0 | 0 | 0
8 | 31 | 1 | 5810 | Yes |  | Irradiance_5810 |  | 0 | 0 | 0
8 | 31 | 2 | 5811 | Yes |  | Irradiance_5811 |  | 0 | 0 | 0
8 | 31 | 3 | 5812 | Yes |  | Irradiance_5812 |  | 0 | 0 | 0
8 | 31 | 4 | 5813 | Yes |  | Irradiance_5813 |  | 0 | 0.953 | 0
8 | 31 | 5 | 5814 | Yes |  | Irradiance_5814 |  | 0 | 31.666 | 3.5563
8 | 31 | 6 | 5815 | Yes |  | Irradiance_5815 |  | 0 | 168.198 | 20.4389
8 | 31 | 7 | 5816 | Yes |  | Irradiance_5816 |  | 0 | 359.675 | 45.5771
8 | 31 | 8 | 5817 | Yes |  | Irradiance_5817 |  | 0 | 468.146 | 59.5509
8 | 31 | 9 | 5818 | Yes |  | Irradiance_5818 |  | 0 | 416.726 | 53.0741
8 | 31 | 10 | 5819 | Yes |  | Irradiance_5819 |  | 0 | 619.842 | 76.673
8 | 31 | 11 | 5820 | Yes |  | Irradiance_5820 |  | 0 | 772.498 | 93.9886
8 | 31 | 12 | 5821 | Yes |  | Irradiance_5821 |  | 0 | 829.5 | 98.7608
8 | 31 | 13 | 5822 | Yes |  | Irradiance_5822 |  | 0 | 688.522 | 82.3053
8 | 31 | 14 | 5823 | Yes |  | Irradiance_5823 |  | 0 | 500.184 | 60.3584
8 | 31 | 15 | 5824 | Yes |  | Irradiance_5824 |  | 0 | 299.35 | 36.249
8 | 31 | 16 | 5825 | Yes |  | Irradiance_5825 |  | 0 | 172.393 | 20.8152
8 | 31 | 17 | 5826 | Yes |  | Irradiance_5826 |  | 0 | 50.476 | 5.4608
8 | 31 | 18 | 5827 | Yes |  | Irradiance_5827 |  | 0 | 2.859 | 0
8 | 31 | 19 | 5828 | Yes |  | Irradiance_5828 |  | 0 | 0 | 0
8 | 31 | 20 | 5829 | Yes |  | Irradiance_5829 |  | 0 | 0 | 0
8 | 31 | 21 | 5830 | Yes |  | Irradiance_5830 |  | 0 | 0 | 0
8 | 31 | 22 | 5831 | Yes |  | Irradiance_5831 |  | 0 | 0 | 0
8 | 31 | 23 | 5832 | Yes |  | Irradiance_5832 |  | 0 | 0 | 0
9 | 1 | 0 | 5833 | Sunday |  | Irradiance_5833 |  | 0 | 0 | 0
9 | 1 | 1 | 5834 | Sunday |  | Irradiance_5834 |  | 0 | 0 | 0
9 | 1 | 2 | 5835 | Sunday |  | Irradiance_5835 |  | 0 | 0 | 0
9 | 1 | 3 | 5836 | Sunday |  | Irradiance_5836 |  | 0 | 0 | 0
9 | 1 | 4 | 5837 | Sunday |  | Irradiance_5837 |  | 0 | 0 | 0
9 | 1 | 5 | 5838 | Sunday |  | Irradiance_5838 |  | 0 | 30.528 | 3.641
9 | 1 | 6 | 5839 | Sunday |  | Irradiance_5839 |  | 0 | 165.84 | 21.1442
9 | 1 | 7 | 5840 | Sunday |  | Irradiance_5840 |  | 0 | 374.67 | 48.8763
9 | 1 | 8 | 5841 | Sunday |  | Irradiance_5841 |  | 0 | 590.502 | 75.3974
9 | 1 | 9 | 5842 | Sunday |  | Irradiance_5842 |  | 0 | 768.88 | 96.6504
9 | 1 | 10 | 5843 | Sunday |  | Irradiance_5843 |  | 0 | 884.23 | 110.0261
9 | 1 | 11 | 5844 | Sunday |  | Irradiance_5844 |  | 0 | 928.282 | 110.2056
9 | 1 | 12 | 5845 | Sunday |  | Irradiance_5845 |  | 0 | 897.887 | 110.9824
9 | 1 | 13 | 5846 | Sunday |  | Irradiance_5846 |  | 0 | 798.892 | 99.9499
9 | 1 | 14 | 5847 | Sunday |  | Irradiance_5847 |  | 0 | 636.564 | 79.4496
9 | 1 | 15 | 5848 | Sunday |  | Irradiance_5848 |  | 0 | 422.959 | 52.5669
9 | 1 | 16 | 5849 | Sunday |  | Irradiance_5849 |  | 0 | 210.887 | 25.5698
9 | 1 | 17 | 5850 | Sunday |  | Irradiance_5850 |  | 0 | 50.142 | 5.7709
9 | 1 | 18 | 5851 | Sunday |  | Irradiance_5851 |  | 0 | 2.859 | 0
9 | 1 | 19 | 5852 | Sunday |  | Irradiance_5852 |  | 0 | 0 | 0
9 | 1 | 20 | 5853 | Sunday |  | Irradiance_5853 |  | 0 | 0 | 0
9 | 1 | 21 | 5854 | Sunday |  | Irradiance_5854 |  | 0 | 0 | 0
9 | 1 | 22 | 5855 | Sunday |  | Irradiance_5855 |  | 0 | 0 | 0
9 | 1 | 23 | 5856 | Sunday |  | Irradiance_5856 |  | 0 | 0 | 0
9 | 2 | 0 | 5857 | Yes |  | Irradiance_5857 |  | 0 | 0 | 0
9 | 2 | 1 | 5858 | Yes |  | Irradiance_5858 |  | 0 | 0 | 0
9 | 2 | 2 | 5859 | Yes |  | Irradiance_5859 |  | 0 | 0 | 0
9 | 2 | 3 | 5860 | Yes |  | Irradiance_5860 |  | 0 | 0 | 0
9 | 2 | 4 | 5861 | Yes |  | Irradiance_5861 |  | 0 | 0 | 0
9 | 2 | 5 | 5862 | Yes |  | Irradiance_5862 |  | 0 | 28.518 | 3.3014
9 | 2 | 6 | 5863 | Yes |  | Irradiance_5863 |  | 0 | 163.192 | 20.6678
9 | 2 | 7 | 5864 | Yes |  | Irradiance_5864 |  | 0 | 364.642 | 47.6248
9 | 2 | 8 | 5865 | Yes |  | Irradiance_5865 |  | 0 | 538.383 | 69.9018
9 | 2 | 9 | 5866 | Yes |  | Irradiance_5866 |  | 0 | 642.229 | 81.9818
9 | 2 | 10 | 5867 | Yes |  | Irradiance_5867 |  | 0 | 768.741 | 96.5048
9 | 2 | 11 | 5868 | Yes |  | Irradiance_5868 |  | 0 | 839.604 | 103.4187
9 | 2 | 12 | 5869 | Yes |  | Irradiance_5869 |  | 0 | 834.077 | 102.5333
9 | 2 | 13 | 5870 | Yes |  | Irradiance_5870 |  | 0 | 768.045 | 94.6565
9 | 2 | 14 | 5871 | Yes |  | Irradiance_5871 |  | 0 | 623.396 | 78.1234
9 | 2 | 15 | 5872 | Yes |  | Irradiance_5872 |  | 0 | 422.231 | 52.3163
9 | 2 | 16 | 5873 | Yes |  | Irradiance_5873 |  | 0 | 203.029 | 23.9861
9 | 2 | 17 | 5874 | Yes |  | Irradiance_5874 |  | 0 | 45.42 | 4.9707
9 | 2 | 18 | 5875 | Yes |  | Irradiance_5875 |  | 0 | 1.906 | 0
9 | 2 | 19 | 5876 | Yes |  | Irradiance_5876 |  | 0 | 0 | 0
9 | 2 | 20 | 5877 | Yes |  | Irradiance_5877 |  | 0 | 0 | 0
9 | 2 | 21 | 5878 | Yes |  | Irradiance_5878 |  | 0 | 0 | 0
9 | 2 | 22 | 5879 | Yes |  | Irradiance_5879 |  | 0 | 0 | 0
9 | 2 | 23 | 5880 | Yes |  | Irradiance_5880 |  | 0 | 0 | 0
9 | 3 | 0 | 5881 | Yes |  | Irradiance_5881 |  | 0 | 0 | 0
9 | 3 | 1 | 5882 | Yes |  | Irradiance_5882 |  | 0 | 0 | 0
9 | 3 | 2 | 5883 | Yes |  | Irradiance_5883 |  | 0 | 0 | 0
9 | 3 | 3 | 5884 | Yes |  | Irradiance_5884 |  | 0 | 0 | 0
9 | 3 | 4 | 5885 | Yes |  | Irradiance_5885 |  | 0 | 0 | 0
9 | 3 | 5 | 5886 | Yes |  | Irradiance_5886 |  | 0 | 12.037 | 0.85168
9 | 3 | 6 | 5887 | Yes |  | Irradiance_5887 |  | 0 | 63.489 | 8.1688
9 | 3 | 7 | 5888 | Yes |  | Irradiance_5888 |  | 0 | 153.131 | 20.3418
9 | 3 | 8 | 5889 | Yes |  | Irradiance_5889 |  | 0 | 274.97 | 36.3053
9 | 3 | 9 | 5890 | Yes |  | Irradiance_5890 |  | 0 | 394.731 | 51.2538
9 | 3 | 10 | 5891 | Yes |  | Irradiance_5891 |  | 0 | 609.893 | 77.5045
9 | 3 | 11 | 5892 | Yes |  | Irradiance_5892 |  | 0 | 762.232 | 95.507
9 | 3 | 12 | 5893 | Yes |  | Irradiance_5893 |  | 0 | 818.469 | 102.3718
9 | 3 | 13 | 5894 | Yes |  | Irradiance_5894 |  | 0 | 652.899 | 82.5704
9 | 3 | 14 | 5895 | Yes |  | Irradiance_5895 |  | 0 | 427.663 | 54.8173
9 | 3 | 15 | 5896 | Yes |  | Irradiance_5896 |  | 0 | 222.853 | 28.6546
9 | 3 | 16 | 5897 | Yes |  | Irradiance_5897 |  | 0 | 144.191 | 17.9952
9 | 3 | 17 | 5898 | Yes |  | Irradiance_5898 |  | 0 | 38.154 | 4.3302
9 | 3 | 18 | 5899 | Yes |  | Irradiance_5899 |  | 0 | 1.906 | 0
9 | 3 | 19 | 5900 | Yes |  | Irradiance_5900 |  | 0 | 0 | 0
9 | 3 | 20 | 5901 | Yes |  | Irradiance_5901 |  | 0 | 0 | 0
9 | 3 | 21 | 5902 | Yes |  | Irradiance_5902 |  | 0 | 0 | 0
9 | 3 | 22 | 5903 | Yes |  | Irradiance_5903 |  | 0 | 0 | 0
9 | 3 | 23 | 5904 | Yes |  | Irradiance_5904 |  | 0 | 0 | 0
9 | 4 | 0 | 5905 | Yes |  | Irradiance_5905 |  | 0 | 0 | 0
9 | 4 | 1 | 5906 | Yes |  | Irradiance_5906 |  | 0 | 0 | 0
9 | 4 | 2 | 5907 | Yes |  | Irradiance_5907 |  | 0 | 0 | 0
9 | 4 | 3 | 5908 | Yes |  | Irradiance_5908 |  | 0 | 0 | 0
9 | 4 | 4 | 5909 | Yes |  | Irradiance_5909 |  | 0 | 0 | 0
9 | 4 | 5 | 5910 | Yes |  | Irradiance_5910 |  | 0 | 23.12 | 2.5147
9 | 4 | 6 | 5911 | Yes |  | Irradiance_5911 |  | 0 | 134.152 | 16.8421
9 | 4 | 7 | 5912 | Yes |  | Irradiance_5912 |  | 0 | 345.259 | 44.6552
9 | 4 | 8 | 5913 | Yes |  | Irradiance_5913 |  | 0 | 575.815 | 74.3053
9 | 4 | 9 | 5914 | Yes |  | Irradiance_5914 |  | 0 | 757.954 | 95.7322
9 | 4 | 10 | 5915 | Yes |  | Irradiance_5915 |  | 0 | 871.696 | 107.9634
9 | 4 | 11 | 5916 | Yes |  | Irradiance_5916 |  | 0 | 913.975 | 112.0035
9 | 4 | 12 | 5917 | Yes |  | Irradiance_5917 |  | 0 | 881.151 | 108.1899
9 | 4 | 13 | 5918 | Yes |  | Irradiance_5918 |  | 0 | 782.251 | 96.6363
9 | 4 | 14 | 5919 | Yes |  | Irradiance_5919 |  | 0 | 620.735 | 77.5752
9 | 4 | 15 | 5920 | Yes |  | Irradiance_5920 |  | 0 | 404.795 | 50.8424
9 | 4 | 16 | 5921 | Yes |  | Irradiance_5921 |  | 0 | 197.111 | 23.643
9 | 4 | 17 | 5922 | Yes |  | Irradiance_5922 |  | 0 | 40.508 | 4.4275
9 | 4 | 18 | 5923 | Yes |  | Irradiance_5923 |  | 0 | 0.953 | 0
9 | 4 | 19 | 5924 | Yes |  | Irradiance_5924 |  | 0 | 0 | 0
9 | 4 | 20 | 5925 | Yes |  | Irradiance_5925 |  | 0 | 0 | 0
9 | 4 | 21 | 5926 | Yes |  | Irradiance_5926 |  | 0 | 0 | 0
9 | 4 | 22 | 5927 | Yes |  | Irradiance_5927 |  | 0 | 0 | 0
9 | 4 | 23 | 5928 | Yes |  | Irradiance_5928 |  | 0 | 0 | 0
9 | 5 | 0 | 5929 | Yes |  | Irradiance_5929 |  | 0 | 0 | 0
9 | 5 | 1 | 5930 | Yes |  | Irradiance_5930 |  | 0 | 0 | 0
9 | 5 | 2 | 5931 | Yes |  | Irradiance_5931 |  | 0 | 0 | 0
9 | 5 | 3 | 5932 | Yes |  | Irradiance_5932 |  | 0 | 0 | 0
9 | 5 | 4 | 5933 | Yes |  | Irradiance_5933 |  | 0 | 0 | 0
9 | 5 | 5 | 5934 | Yes |  | Irradiance_5934 |  | 0 | 23.074 | 2.4939
9 | 5 | 6 | 5935 | Yes |  | Irradiance_5935 |  | 0 | 154.575 | 19.6296
9 | 5 | 7 | 5936 | Yes |  | Irradiance_5936 |  | 0 | 358.843 | 46.9365
9 | 5 | 8 | 5937 | Yes |  | Irradiance_5937 |  | 0 | 562.681 | 73.2165
9 | 5 | 9 | 5938 | Yes |  | Irradiance_5938 |  | 0 | 708.029 | 91.6163
9 | 5 | 10 | 5939 | Yes |  | Irradiance_5939 |  | 0 | 813.994 | 104.8704
9 | 5 | 11 | 5940 | Yes |  | Irradiance_5940 |  | 0 | 855.225 | 108.0411
9 | 5 | 12 | 5941 | Yes |  | Irradiance_5941 |  | 0 | 826.721 | 104.497
9 | 5 | 13 | 5942 | Yes |  | Irradiance_5942 |  | 0 | 731.01 | 93.6643
9 | 5 | 14 | 5943 | Yes |  | Irradiance_5943 |  | 0 | 568.698 | 72.6171
9 | 5 | 15 | 5944 | Yes |  | Irradiance_5944 |  | 0 | 372.802 | 47.4288
9 | 5 | 16 | 5945 | Yes |  | Irradiance_5945 |  | 0 | 181.29 | 21.8662
9 | 5 | 17 | 5946 | Yes |  | Irradiance_5946 |  | 0 | 36.982 | 4.0547
9 | 5 | 18 | 5947 | Yes |  | Irradiance_5947 |  | 0 | 0.953 | 0
9 | 5 | 19 | 5948 | Yes |  | Irradiance_5948 |  | 0 | 0 | 0
9 | 5 | 20 | 5949 | Yes |  | Irradiance_5949 |  | 0 | 0 | 0
9 | 5 | 21 | 5950 | Yes |  | Irradiance_5950 |  | 0 | 0 | 0
9 | 5 | 22 | 5951 | Yes |  | Irradiance_5951 |  | 0 | 0 | 0
9 | 5 | 23 | 5952 | Yes |  | Irradiance_5952 |  | 0 | 0 | 0
9 | 6 | 0 | 5953 | Yes |  | Irradiance_5953 |  | 0 | 0 | 0
9 | 6 | 1 | 5954 | Yes |  | Irradiance_5954 |  | 0 | 0 | 0
9 | 6 | 2 | 5955 | Yes |  | Irradiance_5955 |  | 0 | 0 | 0
9 | 6 | 3 | 5956 | Yes |  | Irradiance_5956 |  | 0 | 0 | 0
9 | 6 | 4 | 5957 | Yes |  | Irradiance_5957 |  | 0 | 0 | 0
9 | 6 | 5 | 5958 | Yes |  | Irradiance_5958 |  | 0 | 17.624 | 1.6621
9 | 6 | 6 | 5959 | Yes |  | Irradiance_5959 |  | 0 | 88.629 | 11.445
9 | 6 | 7 | 5960 | Yes |  | Irradiance_5960 |  | 0 | 195.436 | 26.1438
9 | 6 | 8 | 5961 | Yes |  | Irradiance_5961 |  | 0 | 301.642 | 40.5398
9 | 6 | 9 | 5962 | Yes |  | Irradiance_5962 |  | 0 | 407.586 | 54.1267
9 | 6 | 10 | 5963 | Yes |  | Irradiance_5963 |  | 0 | 606.871 | 78.2542
9 | 6 | 11 | 5964 | Yes |  | Irradiance_5964 |  | 0 | 756.914 | 95.4894
9 | 6 | 12 | 5965 | Yes |  | Irradiance_5965 |  | 0 | 811.982 | 100.7445
9 | 6 | 13 | 5966 | Yes |  | Irradiance_5966 |  | 0 | 639.665 | 79.6398
9 | 6 | 14 | 5967 | Yes |  | Irradiance_5967 |  | 0 | 415.144 | 52.5283
9 | 6 | 15 | 5968 | Yes |  | Irradiance_5968 |  | 0 | 211.25 | 26.9232
9 | 6 | 16 | 5969 | Yes |  | Irradiance_5969 |  | 0 | 90.347 | 11.5072
9 | 6 | 17 | 5970 | Yes |  | Irradiance_5970 |  | 0 | 17.613 | 1.5874
9 | 6 | 18 | 5971 | Yes |  | Irradiance_5971 |  | 0 | 0 | 0
9 | 6 | 19 | 5972 | Yes |  | Irradiance_5972 |  | 0 | 0 | 0
9 | 6 | 20 | 5973 | Yes |  | Irradiance_5973 |  | 0 | 0 | 0
9 | 6 | 21 | 5974 | Yes |  | Irradiance_5974 |  | 0 | 0 | 0
9 | 6 | 22 | 5975 | Yes |  | Irradiance_5975 |  | 0 | 0 | 0
9 | 6 | 23 | 5976 | Yes |  | Irradiance_5976 |  | 0 | 0 | 0
9 | 7 | 0 | 5977 | Saturday |  | Irradiance_5977 |  | 0 | 0 | 0
9 | 7 | 1 | 5978 | Saturday |  | Irradiance_5978 |  | 0 | 0 | 0
9 | 7 | 2 | 5979 | Saturday |  | Irradiance_5979 |  | 0 | 0 | 0
9 | 7 | 3 | 5980 | Saturday |  | Irradiance_5980 |  | 0 | 0 | 0
9 | 7 | 4 | 5981 | Saturday |  | Irradiance_5981 |  | 0 | 0 | 0
9 | 7 | 5 | 5982 | Saturday |  | Irradiance_5982 |  | 0 | 12.04 | 0.84432
9 | 7 | 6 | 5983 | Saturday |  | Irradiance_5983 |  | 0 | 86.452 | 10.9474
9 | 7 | 7 | 5984 | Saturday |  | Irradiance_5984 |  | 0 | 165.316 | 21.9654
9 | 7 | 8 | 5985 | Saturday |  | Irradiance_5985 |  | 0 | 223.16 | 29.8158
9 | 7 | 9 | 5986 | Saturday |  | Irradiance_5986 |  | 0 | 258.174 | 34.4197
9 | 7 | 10 | 5987 | Saturday |  | Irradiance_5987 |  | 0 | 350.833 | 46.495
9 | 7 | 11 | 5988 | Saturday |  | Irradiance_5988 |  | 0 | 419.159 | 54.9726
9 | 7 | 12 | 5989 | Saturday |  | Irradiance_5989 |  | 0 | 452.756 | 59.2384
9 | 7 | 13 | 5990 | Saturday |  | Irradiance_5990 |  | 0 | 297.087 | 38.9478
9 | 7 | 14 | 5991 | Saturday |  | Irradiance_5991 |  | 0 | 164.022 | 21.4462
9 | 7 | 15 | 5992 | Saturday |  | Irradiance_5992 |  | 0 | 59.496 | 7.3624
9 | 7 | 16 | 5993 | Saturday |  | Irradiance_5993 |  | 0 | 29.677 | 3.2422
9 | 7 | 17 | 5994 | Saturday |  | Irradiance_5994 |  | 0 | 6.472 | 0.02096
9 | 7 | 18 | 5995 | Saturday |  | Irradiance_5995 |  | 0 | 0 | 0
9 | 7 | 19 | 5996 | Saturday |  | Irradiance_5996 |  | 0 | 0 | 0
9 | 7 | 20 | 5997 | Saturday |  | Irradiance_5997 |  | 0 | 0 | 0
9 | 7 | 21 | 5998 | Saturday |  | Irradiance_5998 |  | 0 | 0 | 0
9 | 7 | 22 | 5999 | Saturday |  | Irradiance_5999 |  | 0 | 0 | 0
9 | 7 | 23 | 6000 | Saturday |  | Irradiance_6000 |  | 0 | 0 | 0
9 | 8 | 0 | 6001 | Sunday |  | Irradiance_6001 |  | 0 | 0 | 0
9 | 8 | 1 | 6002 | Sunday |  | Irradiance_6002 |  | 0 | 0 | 0
9 | 8 | 2 | 6003 | Sunday |  | Irradiance_6003 |  | 0 | 0 | 0
9 | 8 | 3 | 6004 | Sunday |  | Irradiance_6004 |  | 0 | 0 | 0
9 | 8 | 4 | 6005 | Sunday |  | Irradiance_6005 |  | 0 | 0 | 0
9 | 8 | 5 | 6006 | Sunday |  | Irradiance_6006 |  | 0 | 7.4 | 0.17424
9 | 8 | 6 | 6007 | Sunday |  | Irradiance_6007 |  | 0 | 56.018 | 7.144
9 | 8 | 7 | 6008 | Sunday |  | Irradiance_6008 |  | 0 | 122.929 | 16.5064
9 | 8 | 8 | 6009 | Sunday |  | Irradiance_6009 |  | 0 | 189.376 | 25.6232
9 | 8 | 9 | 6010 | Sunday |  | Irradiance_6010 |  | 0 | 244.797 | 33.0522
9 | 8 | 10 | 6011 | Sunday |  | Irradiance_6011 |  | 0 | 279.87 | 37.7627
9 | 8 | 11 | 6012 | Sunday |  | Irradiance_6012 |  | 0 | 312.261 | 41.8531
9 | 8 | 12 | 6013 | Sunday |  | Irradiance_6013 |  | 0 | 300.466 | 40.3042
9 | 8 | 13 | 6014 | Sunday |  | Irradiance_6014 |  | 0 | 356.18 | 47.7558
9 | 8 | 14 | 6015 | Sunday |  | Irradiance_6015 |  | 0 | 352.419 | 46.7144
9 | 8 | 15 | 6016 | Sunday |  | Irradiance_6016 |  | 0 | 265.657 | 35.0194
9 | 8 | 16 | 6017 | Sunday |  | Irradiance_6017 |  | 0 | 148.035 | 18.629
9 | 8 | 17 | 6018 | Sunday |  | Irradiance_6018 |  | 0 | 27.672 | 3.04
9 | 8 | 18 | 6019 | Sunday |  | Irradiance_6019 |  | 0 | 0 | 0
9 | 8 | 19 | 6020 | Sunday |  | Irradiance_6020 |  | 0 | 0 | 0
9 | 8 | 20 | 6021 | Sunday |  | Irradiance_6021 |  | 0 | 0 | 0
9 | 8 | 21 | 6022 | Sunday |  | Irradiance_6022 |  | 0 | 0 | 0
9 | 8 | 22 | 6023 | Sunday |  | Irradiance_6023 |  | 0 | 0 | 0
9 | 8 | 23 | 6024 | Sunday |  | Irradiance_6024 |  | 0 | 0 | 0
9 | 9 | 0 | 6025 | Yes |  | Irradiance_6025 |  | 0 | 0 | 0
9 | 9 | 1 | 6026 | Yes |  | Irradiance_6026 |  | 0 | 0 | 0
9 | 9 | 2 | 6027 | Yes |  | Irradiance_6027 |  | 0 | 0 | 0
9 | 9 | 3 | 6028 | Yes |  | Irradiance_6028 |  | 0 | 0 | 0
9 | 9 | 4 | 6029 | Yes |  | Irradiance_6029 |  | 0 | 0 | 0
9 | 9 | 5 | 6030 | Yes |  | Irradiance_6030 |  | 0 | 16.696 | 1.5518
9 | 9 | 6 | 6031 | Yes |  | Irradiance_6031 |  | 0 | 81.785 | 10.6216
9 | 9 | 7 | 6032 | Yes |  | Irradiance_6032 |  | 0 | 212.382 | 28.5774
9 | 9 | 8 | 6033 | Yes |  | Irradiance_6033 |  | 0 | 361.51 | 48.7733
9 | 9 | 9 | 6034 | Yes |  | Irradiance_6034 |  | 0 | 519.559 | 68.9155
9 | 9 | 10 | 6035 | Yes |  | Irradiance_6035 |  | 0 | 564.994 | 74.6778
9 | 9 | 11 | 6036 | Yes |  | Irradiance_6036 |  | 0 | 534.571 | 71.0898
9 | 9 | 12 | 6037 | Yes |  | Irradiance_6037 |  | 0 | 449.723 | 59.5798
9 | 9 | 13 | 6038 | Yes |  | Irradiance_6038 |  | 0 | 353.164 | 47.212
9 | 9 | 14 | 6039 | Yes |  | Irradiance_6039 |  | 0 | 228.736 | 30.519
9 | 9 | 15 | 6040 | Yes |  | Irradiance_6040 |  | 0 | 129.557 | 17.2438
9 | 9 | 16 | 6041 | Yes |  | Irradiance_6041 |  | 0 | 72.5 | 9.3798
9 | 9 | 17 | 6042 | Yes |  | Irradiance_6042 |  | 0 | 13.898 | 1.1037
9 | 9 | 18 | 6043 | Yes |  | Irradiance_6043 |  | 0 | 0 | 0
9 | 9 | 19 | 6044 | Yes |  | Irradiance_6044 |  | 0 | 0 | 0
9 | 9 | 20 | 6045 | Yes |  | Irradiance_6045 |  | 0 | 0 | 0
9 | 9 | 21 | 6046 | Yes |  | Irradiance_6046 |  | 0 | 0 | 0
9 | 9 | 22 | 6047 | Yes |  | Irradiance_6047 |  | 0 | 0 | 0
9 | 9 | 23 | 6048 | Yes |  | Irradiance_6048 |  | 0 | 0 | 0
9 | 10 | 0 | 6049 | Yes |  | Irradiance_6049 |  | 0 | 0 | 0
9 | 10 | 1 | 6050 | Yes |  | Irradiance_6050 |  | 0 | 0 | 0
9 | 10 | 2 | 6051 | Yes |  | Irradiance_6051 |  | 0 | 0 | 0
9 | 10 | 3 | 6052 | Yes |  | Irradiance_6052 |  | 0 | 0 | 0
9 | 10 | 4 | 6053 | Yes |  | Irradiance_6053 |  | 0 | 0 | 0
9 | 10 | 5 | 6054 | Yes |  | Irradiance_6054 |  | 0 | 18.563 | 1.8658
9 | 10 | 6 | 6055 | Yes |  | Irradiance_6055 |  | 0 | 139.587 | 17.6677
9 | 10 | 7 | 6056 | Yes |  | Irradiance_6056 |  | 0 | 345.157 | 44.8266
9 | 10 | 8 | 6057 | Yes |  | Irradiance_6057 |  | 0 | 552.914 | 71.2429
9 | 10 | 9 | 6058 | Yes |  | Irradiance_6058 |  | 0 | 677.303 | 86.5216
9 | 10 | 10 | 6059 | Yes |  | Irradiance_6059 |  | 0 | 760.049 | 96.657
9 | 10 | 11 | 6060 | Yes |  | Irradiance_6060 |  | 0 | 776.072 | 97.2312
9 | 10 | 12 | 6061 | Yes |  | Irradiance_6061 |  | 0 | 720.228 | 90.3328
9 | 10 | 13 | 6062 | Yes |  | Irradiance_6062 |  | 0 | 677.977 | 85.9219
9 | 10 | 14 | 6063 | Yes |  | Irradiance_6063 |  | 0 | 550.786 | 70.1525
9 | 10 | 15 | 6064 | Yes |  | Irradiance_6064 |  | 0 | 364.285 | 45.8576
9 | 10 | 16 | 6065 | Yes |  | Irradiance_6065 |  | 0 | 142.744 | 17.4374
9 | 10 | 17 | 6066 | Yes |  | Irradiance_6066 |  | 0 | 18.558 | 1.7227
9 | 10 | 18 | 6067 | Yes |  | Irradiance_6067 |  | 0 | 0 | 0
9 | 10 | 19 | 6068 | Yes |  | Irradiance_6068 |  | 0 | 0 | 0
9 | 10 | 20 | 6069 | Yes |  | Irradiance_6069 |  | 0 | 0 | 0
9 | 10 | 21 | 6070 | Yes |  | Irradiance_6070 |  | 0 | 0 | 0
9 | 10 | 22 | 6071 | Yes |  | Irradiance_6071 |  | 0 | 0 | 0
9 | 10 | 23 | 6072 | Yes |  | Irradiance_6072 |  | 0 | 0 | 0
9 | 11 | 0 | 6073 | Yes |  | Irradiance_6073 |  | 0 | 0 | 0
9 | 11 | 1 | 6074 | Yes |  | Irradiance_6074 |  | 0 | 0 | 0
9 | 11 | 2 | 6075 | Yes |  | Irradiance_6075 |  | 0 | 0 | 0
9 | 11 | 3 | 6076 | Yes |  | Irradiance_6076 |  | 0 | 0 | 0
9 | 11 | 4 | 6077 | Yes |  | Irradiance_6077 |  | 0 | 0 | 0
9 | 11 | 5 | 6078 | Yes |  | Irradiance_6078 |  | 0 | 12.043 | 0.82352
9 | 11 | 6 | 6079 | Yes |  | Irradiance_6079 |  | 0 | 51.324 | 6.3707
9 | 11 | 7 | 6080 | Yes |  | Irradiance_6080 |  | 0 | 137.684 | 18.3587
9 | 11 | 8 | 6081 | Yes |  | Irradiance_6081 |  | 0 | 259.05 | 34.8675
9 | 11 | 9 | 6082 | Yes |  | Irradiance_6082 |  | 0 | 378.606 | 50.6522
9 | 11 | 10 | 6083 | Yes |  | Irradiance_6083 |  | 0 | 439.273 | 58.5256
9 | 11 | 11 | 6084 | Yes |  | Irradiance_6084 |  | 0 | 460.235 | 61.0437
9 | 11 | 12 | 6085 | Yes |  | Irradiance_6085 |  | 0 | 460.072 | 60.5806
9 | 11 | 13 | 6086 | Yes |  | Irradiance_6086 |  | 0 | 403.378 | 53.6251
9 | 11 | 14 | 6087 | Yes |  | Irradiance_6087 |  | 0 | 299.346 | 39.7397
9 | 11 | 15 | 6088 | Yes |  | Irradiance_6088 |  | 0 | 194.203 | 25.5672
9 | 11 | 16 | 6089 | Yes |  | Irradiance_6089 |  | 0 | 113.425 | 14.1875
9 | 11 | 17 | 6090 | Yes |  | Irradiance_6090 |  | 0 | 18.56 | 1.7459
9 | 11 | 18 | 6091 | Yes |  | Irradiance_6091 |  | 0 | 0 | 0
9 | 11 | 19 | 6092 | Yes |  | Irradiance_6092 |  | 0 | 0 | 0
9 | 11 | 20 | 6093 | Yes |  | Irradiance_6093 |  | 0 | 0 | 0
9 | 11 | 21 | 6094 | Yes |  | Irradiance_6094 |  | 0 | 0 | 0
9 | 11 | 22 | 6095 | Yes |  | Irradiance_6095 |  | 0 | 0 | 0
9 | 11 | 23 | 6096 | Yes |  | Irradiance_6096 |  | 0 | 0 | 0
9 | 12 | 0 | 6097 | Yes |  | Irradiance_6097 |  | 0 | 0 | 0
9 | 12 | 1 | 6098 | Yes |  | Irradiance_6098 |  | 0 | 0 | 0
9 | 12 | 2 | 6099 | Yes |  | Irradiance_6099 |  | 0 | 0 | 0
9 | 12 | 3 | 6100 | Yes |  | Irradiance_6100 |  | 0 | 0 | 0
9 | 12 | 4 | 6101 | Yes |  | Irradiance_6101 |  | 0 | 0 | 0
9 | 12 | 5 | 6102 | Yes |  | Irradiance_6102 |  | 0 | 12.974 | 0.988
9 | 12 | 6 | 6103 | Yes |  | Irradiance_6103 |  | 0 | 113.717 | 14.3555
9 | 12 | 7 | 6104 | Yes |  | Irradiance_6104 |  | 0 | 228.638 | 30.7386
9 | 12 | 8 | 6105 | Yes |  | Irradiance_6105 |  | 0 | 288.3 | 39.0616
9 | 12 | 9 | 6106 | Yes |  | Irradiance_6106 |  | 0 | 237.238 | 32.0882
9 | 12 | 10 | 6107 | Yes |  | Irradiance_6107 |  | 0 | 223.342 | 30.0715
9 | 12 | 11 | 6108 | Yes |  | Irradiance_6108 |  | 0 | 178.465 | 23.8507
9 | 12 | 12 | 6109 | Yes |  | Irradiance_6109 |  | 0 | 118.695 | 15.6837
9 | 12 | 13 | 6110 | Yes |  | Irradiance_6110 |  | 0 | 104.121 | 13.6245
9 | 12 | 14 | 6111 | Yes |  | Irradiance_6111 |  | 0 | 81.047 | 10.5339
9 | 12 | 15 | 6112 | Yes |  | Irradiance_6112 |  | 0 | 53.896 | 6.7277
9 | 12 | 16 | 6113 | Yes |  | Irradiance_6113 |  | 0 | 36.198 | 4.2437
9 | 12 | 17 | 6114 | Yes |  | Irradiance_6114 |  | 0 | 7.4 | 0.1624
9 | 12 | 18 | 6115 | Yes |  | Irradiance_6115 |  | 0 | 0 | 0
9 | 12 | 19 | 6116 | Yes |  | Irradiance_6116 |  | 0 | 0 | 0
9 | 12 | 20 | 6117 | Yes |  | Irradiance_6117 |  | 0 | 0 | 0
9 | 12 | 21 | 6118 | Yes |  | Irradiance_6118 |  | 0 | 0 | 0
9 | 12 | 22 | 6119 | Yes |  | Irradiance_6119 |  | 0 | 0 | 0
9 | 12 | 23 | 6120 | Yes |  | Irradiance_6120 |  | 0 | 0 | 0
9 | 13 | 0 | 6121 | Yes |  | Irradiance_6121 |  | 0 | 0 | 0
9 | 13 | 1 | 6122 | Yes |  | Irradiance_6122 |  | 0 | 0 | 0
9 | 13 | 2 | 6123 | Yes |  | Irradiance_6123 |  | 0 | 0 | 0
9 | 13 | 3 | 6124 | Yes |  | Irradiance_6124 |  | 0 | 0 | 0
9 | 13 | 4 | 6125 | Yes |  | Irradiance_6125 |  | 0 | 0 | 0
9 | 13 | 5 | 6126 | Yes |  | Irradiance_6126 |  | 0 | 6.474 | 0.01424
9 | 13 | 6 | 6127 | Yes |  | Irradiance_6127 |  | 0 | 48.506 | 5.8854
9 | 13 | 7 | 6128 | Yes |  | Irradiance_6128 |  | 0 | 93.516 | 12.0469
9 | 13 | 8 | 6129 | Yes |  | Irradiance_6129 |  | 0 | 112.422 | 14.563
9 | 13 | 9 | 6130 | Yes |  | Irradiance_6130 |  | 0 | 100.253 | 13.0112
9 | 13 | 10 | 6131 | Yes |  | Irradiance_6131 |  | 0 | 167.49 | 22.2259
9 | 13 | 11 | 6132 | Yes |  | Irradiance_6132 |  | 0 | 230.034 | 30.5829
9 | 13 | 12 | 6133 | Yes |  | Irradiance_6133 |  | 0 | 286.595 | 38.1616
9 | 13 | 13 | 6134 | Yes |  | Irradiance_6134 |  | 0 | 391.476 | 51.6762
9 | 13 | 14 | 6135 | Yes |  | Irradiance_6135 |  | 0 | 433.47 | 56.7042
9 | 13 | 15 | 6136 | Yes |  | Irradiance_6136 |  | 0 | 328.592 | 41.9662
9 | 13 | 16 | 6137 | Yes |  | Irradiance_6137 |  | 0 | 121.247 | 14.9213
9 | 13 | 17 | 6138 | Yes |  | Irradiance_6138 |  | 0 | 13.904 | 1.0765
9 | 13 | 18 | 6139 | Yes |  | Irradiance_6139 |  | 0 | 0 | 0
9 | 13 | 19 | 6140 | Yes |  | Irradiance_6140 |  | 0 | 0 | 0
9 | 13 | 20 | 6141 | Yes |  | Irradiance_6141 |  | 0 | 0 | 0
9 | 13 | 21 | 6142 | Yes |  | Irradiance_6142 |  | 0 | 0 | 0
9 | 13 | 22 | 6143 | Yes |  | Irradiance_6143 |  | 0 | 0 | 0
9 | 13 | 23 | 6144 | Yes |  | Irradiance_6144 |  | 0 | 0 | 0
9 | 14 | 0 | 6145 | Saturday |  | Irradiance_6145 |  | 0 | 0 | 0
9 | 14 | 1 | 6146 | Saturday |  | Irradiance_6146 |  | 0 | 0 | 0
9 | 14 | 2 | 6147 | Saturday |  | Irradiance_6147 |  | 0 | 0 | 0
9 | 14 | 3 | 6148 | Saturday |  | Irradiance_6148 |  | 0 | 0 | 0
9 | 14 | 4 | 6149 | Saturday |  | Irradiance_6149 |  | 0 | 0 | 0
9 | 14 | 5 | 6150 | Saturday |  | Irradiance_6150 |  | 0 | 3.696 | 0
9 | 14 | 6 | 6151 | Saturday |  | Irradiance_6151 |  | 0 | 21.312 | 2.1234
9 | 14 | 7 | 6152 | Saturday |  | Irradiance_6152 |  | 0 | 70.954 | 9.0419
9 | 14 | 8 | 6153 | Saturday |  | Irradiance_6153 |  | 0 | 144.716 | 19.1866
9 | 14 | 9 | 6154 | Saturday |  | Irradiance_6154 |  | 0 | 244.047 | 32.3918
9 | 14 | 10 | 6155 | Saturday |  | Irradiance_6155 |  | 0 | 265.569 | 35.1394
9 | 14 | 11 | 6156 | Saturday |  | Irradiance_6156 |  | 0 | 278.317 | 36.727
9 | 14 | 12 | 6157 | Saturday |  | Irradiance_6157 |  | 0 | 266.664 | 34.9419
9 | 14 | 13 | 6158 | Saturday |  | Irradiance_6158 |  | 0 | 233.821 | 30.6286
9 | 14 | 14 | 6159 | Saturday |  | Irradiance_6159 |  | 0 | 180.574 | 23.7363
9 | 14 | 15 | 6160 | Saturday |  | Irradiance_6160 |  | 0 | 114.69 | 14.8862
9 | 14 | 16 | 6161 | Saturday |  | Irradiance_6161 |  | 0 | 50.445 | 6.1162
9 | 14 | 17 | 6162 | Saturday |  | Irradiance_6162 |  | 0 | 7.401 | 0.1416
9 | 14 | 18 | 6163 | Saturday |  | Irradiance_6163 |  | 0 | 0 | 0
9 | 14 | 19 | 6164 | Saturday |  | Irradiance_6164 |  | 0 | 0 | 0
9 | 14 | 20 | 6165 | Saturday |  | Irradiance_6165 |  | 0 | 0 | 0
9 | 14 | 21 | 6166 | Saturday |  | Irradiance_6166 |  | 0 | 0 | 0
9 | 14 | 22 | 6167 | Saturday |  | Irradiance_6167 |  | 0 | 0 | 0
9 | 14 | 23 | 6168 | Saturday |  | Irradiance_6168 |  | 0 | 0 | 0
9 | 15 | 0 | 6169 | Sunday |  | Irradiance_6169 |  | 0 | 0 | 0
9 | 15 | 1 | 6170 | Sunday |  | Irradiance_6170 |  | 0 | 0 | 0
9 | 15 | 2 | 6171 | Sunday |  | Irradiance_6171 |  | 0 | 0 | 0
9 | 15 | 3 | 6172 | Sunday |  | Irradiance_6172 |  | 0 | 0 | 0
9 | 15 | 4 | 6173 | Sunday |  | Irradiance_6173 |  | 0 | 0 | 0
9 | 15 | 5 | 6174 | Sunday |  | Irradiance_6174 |  | 0 | 12.977 | 0.99008
9 | 15 | 6 | 6175 | Sunday |  | Irradiance_6175 |  | 0 | 91.627 | 11.593
9 | 15 | 7 | 6176 | Sunday |  | Irradiance_6176 |  | 0 | 262.536 | 34.7019
9 | 15 | 8 | 6177 | Sunday |  | Irradiance_6177 |  | 0 | 469.724 | 62.1603
9 | 15 | 9 | 6178 | Sunday |  | Irradiance_6178 |  | 0 | 660.581 | 87.0566
9 | 15 | 10 | 6179 | Sunday |  | Irradiance_6179 |  | 0 | 744.68 | 97.3571
9 | 15 | 11 | 6180 | Sunday |  | Irradiance_6180 |  | 0 | 769.999 | 100.2514
9 | 15 | 12 | 6181 | Sunday |  | Irradiance_6181 |  | 0 | 698.616 | 91.5178
9 | 15 | 13 | 6182 | Sunday |  | Irradiance_6182 |  | 0 | 605.877 | 79.791
9 | 15 | 14 | 6183 | Sunday |  | Irradiance_6183 |  | 0 | 448.503 | 58.7946
9 | 15 | 15 | 6184 | Sunday |  | Irradiance_6184 |  | 0 | 277.535 | 35.7805
9 | 15 | 16 | 6185 | Sunday |  | Irradiance_6185 |  | 0 | 95.539 | 11.9486
9 | 15 | 17 | 6186 | Sunday |  | Irradiance_6186 |  | 0 | 10.186 | 0.54912
9 | 15 | 18 | 6187 | Sunday |  | Irradiance_6187 |  | 0 | 0 | 0
9 | 15 | 19 | 6188 | Sunday |  | Irradiance_6188 |  | 0 | 0 | 0
9 | 15 | 20 | 6189 | Sunday |  | Irradiance_6189 |  | 0 | 0 | 0
9 | 15 | 21 | 6190 | Sunday |  | Irradiance_6190 |  | 0 | 0 | 0
9 | 15 | 22 | 6191 | Sunday |  | Irradiance_6191 |  | 0 | 0 | 0
9 | 15 | 23 | 6192 | Sunday |  | Irradiance_6192 |  | 0 | 0 | 0
9 | 16 | 0 | 6193 | Yes |  | Irradiance_6193 |  | 0 | 0 | 0
9 | 16 | 1 | 6194 | Yes |  | Irradiance_6194 |  | 0 | 0 | 0
9 | 16 | 2 | 6195 | Yes |  | Irradiance_6195 |  | 0 | 0 | 0
9 | 16 | 3 | 6196 | Yes |  | Irradiance_6196 |  | 0 | 0 | 0
9 | 16 | 4 | 6197 | Yes |  | Irradiance_6197 |  | 0 | 0 | 0
9 | 16 | 5 | 6198 | Yes |  | Irradiance_6198 |  | 0 | 12.047 | 0.86832
9 | 16 | 6 | 6199 | Yes |  | Irradiance_6199 |  | 0 | 102.629 | 12.9808
9 | 16 | 7 | 6200 | Yes |  | Irradiance_6200 |  | 0 | 240.565 | 32.324
9 | 16 | 8 | 6201 | Yes |  | Irradiance_6201 |  | 0 | 340.745 | 46.5013
9 | 16 | 9 | 6202 | Yes |  | Irradiance_6202 |  | 0 | 368.535 | 50.2597
9 | 16 | 10 | 6203 | Yes |  | Irradiance_6203 |  | 0 | 528.211 | 70.9531
9 | 16 | 11 | 6204 | Yes |  | Irradiance_6204 |  | 0 | 645.958 | 85.5434
9 | 16 | 12 | 6205 | Yes |  | Irradiance_6205 |  | 0 | 698.295 | 92.4365
9 | 16 | 13 | 6206 | Yes |  | Irradiance_6206 |  | 0 | 620.177 | 82.0075
9 | 16 | 14 | 6207 | Yes |  | Irradiance_6207 |  | 0 | 488.267 | 64.4392
9 | 16 | 15 | 6208 | Yes |  | Irradiance_6208 |  | 0 | 317.448 | 41.047
9 | 16 | 16 | 6209 | Yes |  | Irradiance_6209 |  | 0 | 107.781 | 13.4176
9 | 16 | 17 | 6210 | Yes |  | Irradiance_6210 |  | 0 | 11.117 | 0.70384
9 | 16 | 18 | 6211 | Yes |  | Irradiance_6211 |  | 0 | 0 | 0
9 | 16 | 19 | 6212 | Yes |  | Irradiance_6212 |  | 0 | 0 | 0
9 | 16 | 20 | 6213 | Yes |  | Irradiance_6213 |  | 0 | 0 | 0
9 | 16 | 21 | 6214 | Yes |  | Irradiance_6214 |  | 0 | 0 | 0
9 | 16 | 22 | 6215 | Yes |  | Irradiance_6215 |  | 0 | 0 | 0
9 | 16 | 23 | 6216 | Yes |  | Irradiance_6216 |  | 0 | 0 | 0
9 | 17 | 0 | 6217 | Yes |  | Irradiance_6217 |  | 0 | 0 | 0
9 | 17 | 1 | 6218 | Yes |  | Irradiance_6218 |  | 0 | 0 | 0
9 | 17 | 2 | 6219 | Yes |  | Irradiance_6219 |  | 0 | 0 | 0
9 | 17 | 3 | 6220 | Yes |  | Irradiance_6220 |  | 0 | 0 | 0
9 | 17 | 4 | 6221 | Yes |  | Irradiance_6221 |  | 0 | 0 | 0
9 | 17 | 5 | 6222 | Yes |  | Irradiance_6222 |  | 0 | 12.048 | 0.91552
9 | 17 | 6 | 6223 | Yes |  | Irradiance_6223 |  | 0 | 118.613 | 14.9499
9 | 17 | 7 | 6224 | Yes |  | Irradiance_6224 |  | 0 | 320.151 | 41.6054
9 | 17 | 8 | 6225 | Yes |  | Irradiance_6225 |  | 0 | 528.215 | 67.9587
9 | 17 | 9 | 6226 | Yes |  | Irradiance_6226 |  | 0 | 705.699 | 88.2552
9 | 17 | 10 | 6227 | Yes |  | Irradiance_6227 |  | 0 | 747.875 | 92.3744
9 | 17 | 11 | 6228 | Yes |  | Irradiance_6228 |  | 0 | 644.125 | 82.6955
9 | 17 | 12 | 6229 | Yes |  | Irradiance_6229 |  | 0 | 443.395 | 58.1979
9 | 17 | 13 | 6230 | Yes |  | Irradiance_6230 |  | 0 | 330.205 | 43.8035
9 | 17 | 14 | 6231 | Yes |  | Irradiance_6231 |  | 0 | 206.834 | 27.5053
9 | 17 | 15 | 6232 | Yes |  | Irradiance_6232 |  | 0 | 110.133 | 14.4466
9 | 17 | 16 | 6233 | Yes |  | Irradiance_6233 |  | 0 | 37.142 | 4.3744
9 | 17 | 17 | 6234 | Yes |  | Irradiance_6234 |  | 0 | 3.696 | 0
9 | 17 | 18 | 6235 | Yes |  | Irradiance_6235 |  | 0 | 0 | 0
9 | 17 | 19 | 6236 | Yes |  | Irradiance_6236 |  | 0 | 0 | 0
9 | 17 | 20 | 6237 | Yes |  | Irradiance_6237 |  | 0 | 0 | 0
9 | 17 | 21 | 6238 | Yes |  | Irradiance_6238 |  | 0 | 0 | 0
9 | 17 | 22 | 6239 | Yes |  | Irradiance_6239 |  | 0 | 0 | 0
9 | 17 | 23 | 6240 | Yes |  | Irradiance_6240 |  | 0 | 0 | 0
9 | 18 | 0 | 6241 | Yes |  | Irradiance_6241 |  | 0 | 0 | 0
9 | 18 | 1 | 6242 | Yes |  | Irradiance_6242 |  | 0 | 0 | 0
9 | 18 | 2 | 6243 | Yes |  | Irradiance_6243 |  | 0 | 0 | 0
9 | 18 | 3 | 6244 | Yes |  | Irradiance_6244 |  | 0 | 0 | 0
9 | 18 | 4 | 6245 | Yes |  | Irradiance_6245 |  | 0 | 0 | 0
9 | 18 | 5 | 6246 | Yes |  | Irradiance_6246 |  | 0 | 3.696 | 0
9 | 18 | 6 | 6247 | Yes |  | Irradiance_6247 |  | 0 | 41.919 | 5.1819
9 | 18 | 7 | 6248 | Yes |  | Irradiance_6248 |  | 0 | 125.743 | 17.0424
9 | 18 | 8 | 6249 | Yes |  | Irradiance_6249 |  | 0 | 244.952 | 33.4283
9 | 18 | 9 | 6250 | Yes |  | Irradiance_6250 |  | 0 | 361.453 | 48.8851
9 | 18 | 10 | 6251 | Yes |  | Irradiance_6251 |  | 0 | 305.566 | 41.327
9 | 18 | 11 | 6252 | Yes |  | Irradiance_6252 |  | 0 | 222.27 | 30.2416
9 | 18 | 12 | 6253 | Yes |  | Irradiance_6253 |  | 0 | 110.998 | 14.8723
9 | 18 | 13 | 6254 | Yes |  | Irradiance_6254 |  | 0 | 96.451 | 12.8762
9 | 18 | 14 | 6255 | Yes |  | Irradiance_6255 |  | 0 | 74.445 | 9.7565
9 | 18 | 15 | 6256 | Yes |  | Irradiance_6256 |  | 0 | 47.368 | 5.9088
9 | 18 | 16 | 6257 | Yes |  | Irradiance_6257 |  | 0 | 19.455 | 1.9126
9 | 18 | 17 | 6258 | Yes |  | Irradiance_6258 |  | 0 | 1.847 | 0
9 | 18 | 18 | 6259 | Yes |  | Irradiance_6259 |  | 0 | 0 | 0
9 | 18 | 19 | 6260 | Yes |  | Irradiance_6260 |  | 0 | 0 | 0
9 | 18 | 20 | 6261 | Yes |  | Irradiance_6261 |  | 0 | 0 | 0
9 | 18 | 21 | 6262 | Yes |  | Irradiance_6262 |  | 0 | 0 | 0
9 | 18 | 22 | 6263 | Yes |  | Irradiance_6263 |  | 0 | 0 | 0
9 | 18 | 23 | 6264 | Yes |  | Irradiance_6264 |  | 0 | 0 | 0
9 | 19 | 0 | 6265 | Yes |  | Irradiance_6265 |  | 0 | 0 | 0
9 | 19 | 1 | 6266 | Yes |  | Irradiance_6266 |  | 0 | 0 | 0
9 | 19 | 2 | 6267 | Yes |  | Irradiance_6267 |  | 0 | 0 | 0
9 | 19 | 3 | 6268 | Yes |  | Irradiance_6268 |  | 0 | 0 | 0
9 | 19 | 4 | 6269 | Yes |  | Irradiance_6269 |  | 0 | 0 | 0
9 | 19 | 5 | 6270 | Yes |  | Irradiance_6270 |  | 0 | 8.331 | 0.31024
9 | 19 | 6 | 6271 | Yes |  | Irradiance_6271 |  | 0 | 82.308 | 10.365
9 | 19 | 7 | 6272 | Yes |  | Irradiance_6272 |  | 0 | 218.75 | 29.0498
9 | 19 | 8 | 6273 | Yes |  | Irradiance_6273 |  | 0 | 358.89 | 48.3229
9 | 19 | 9 | 6274 | Yes |  | Irradiance_6274 |  | 0 | 492.682 | 65.831
9 | 19 | 10 | 6275 | Yes |  | Irradiance_6275 |  | 0 | 472.145 | 63.507
9 | 19 | 11 | 6276 | Yes |  | Irradiance_6276 |  | 0 | 391.763 | 52.801
9 | 19 | 12 | 6277 | Yes |  | Irradiance_6277 |  | 0 | 258.961 | 34.8789
9 | 19 | 13 | 6278 | Yes |  | Irradiance_6278 |  | 0 | 374.045 | 50.3234
9 | 19 | 14 | 6279 | Yes |  | Irradiance_6279 |  | 0 | 363.441 | 48.672
9 | 19 | 15 | 6280 | Yes |  | Irradiance_6280 |  | 0 | 266.538 | 34.796
9 | 19 | 16 | 6281 | Yes |  | Irradiance_6281 |  | 0 | 94.579 | 11.7294
9 | 19 | 17 | 6282 | Yes |  | Irradiance_6282 |  | 0 | 9.261 | 0.45072
9 | 19 | 18 | 6283 | Yes |  | Irradiance_6283 |  | 0 | 0 | 0
9 | 19 | 19 | 6284 | Yes |  | Irradiance_6284 |  | 0 | 0 | 0
9 | 19 | 20 | 6285 | Yes |  | Irradiance_6285 |  | 0 | 0 | 0
9 | 19 | 21 | 6286 | Yes |  | Irradiance_6286 |  | 0 | 0 | 0
9 | 19 | 22 | 6287 | Yes |  | Irradiance_6287 |  | 0 | 0 | 0
9 | 19 | 23 | 6288 | Yes |  | Irradiance_6288 |  | 0 | 0 | 0
9 | 20 | 0 | 6289 | Yes |  | Irradiance_6289 |  | 0 | 0 | 0
9 | 20 | 1 | 6290 | Yes |  | Irradiance_6290 |  | 0 | 0 | 0
9 | 20 | 2 | 6291 | Yes |  | Irradiance_6291 |  | 0 | 0 | 0
9 | 20 | 3 | 6292 | Yes |  | Irradiance_6292 |  | 0 | 0 | 0
9 | 20 | 4 | 6293 | Yes |  | Irradiance_6293 |  | 0 | 0 | 0
9 | 20 | 5 | 6294 | Yes |  | Irradiance_6294 |  | 0 | 7.403 | 0.23184
9 | 20 | 6 | 6295 | Yes |  | Irradiance_6295 |  | 0 | 40.054 | 5.0669
9 | 20 | 7 | 6296 | Yes |  | Irradiance_6296 |  | 0 | 84.14 | 11.2944
9 | 20 | 8 | 6297 | Yes |  | Irradiance_6297 |  | 0 | 105.919 | 14.3366
9 | 20 | 9 | 6298 | Yes |  | Irradiance_6298 |  | 0 | 95.517 | 12.8344
9 | 20 | 10 | 6299 | Yes |  | Irradiance_6299 |  | 0 | 110.068 | 14.9403
9 | 20 | 11 | 6300 | Yes |  | Irradiance_6300 |  | 0 | 114.945 | 15.6842
9 | 20 | 12 | 6301 | Yes |  | Irradiance_6301 |  | 0 | 109.087 | 14.8536
9 | 20 | 13 | 6302 | Yes |  | Irradiance_6302 |  | 0 | 94.545 | 12.7928
9 | 20 | 14 | 6303 | Yes |  | Irradiance_6303 |  | 0 | 72.574 | 9.6805
9 | 20 | 15 | 6304 | Yes |  | Irradiance_6304 |  | 0 | 45.504 | 5.7557
9 | 20 | 16 | 6305 | Yes |  | Irradiance_6305 |  | 0 | 17.598 | 1.6979
9 | 20 | 17 | 6306 | Yes |  | Irradiance_6306 |  | 0 | 1.847 | 0
9 | 20 | 18 | 6307 | Yes |  | Irradiance_6307 |  | 0 | 0 | 0
9 | 20 | 19 | 6308 | Yes |  | Irradiance_6308 |  | 0 | 0 | 0
9 | 20 | 20 | 6309 | Yes |  | Irradiance_6309 |  | 0 | 0 | 0
9 | 20 | 21 | 6310 | Yes |  | Irradiance_6310 |  | 0 | 0 | 0
9 | 20 | 22 | 6311 | Yes |  | Irradiance_6311 |  | 0 | 0 | 0
9 | 20 | 23 | 6312 | Yes |  | Irradiance_6312 |  | 0 | 0 | 0
9 | 21 | 0 | 6313 | Saturday |  | Irradiance_6313 |  | 0 | 0 | 0
9 | 21 | 1 | 6314 | Saturday |  | Irradiance_6314 |  | 0 | 0 | 0
9 | 21 | 2 | 6315 | Saturday |  | Irradiance_6315 |  | 0 | 0 | 0
9 | 21 | 3 | 6316 | Saturday |  | Irradiance_6316 |  | 0 | 0 | 0
9 | 21 | 4 | 6317 | Saturday |  | Irradiance_6317 |  | 0 | 0 | 0
9 | 21 | 5 | 6318 | Saturday |  | Irradiance_6318 |  | 0 | 1.847 | 0
9 | 21 | 6 | 6319 | Saturday |  | Irradiance_6319 |  | 0 | 17.598 | 1.7021
9 | 21 | 7 | 6320 | Saturday |  | Irradiance_6320 |  | 0 | 83.229 | 11.2792
9 | 21 | 8 | 6321 | Saturday |  | Irradiance_6321 |  | 0 | 207.241 | 28.832
9 | 21 | 9 | 6322 | Saturday |  | Irradiance_6322 |  | 0 | 356.667 | 49.1107
9 | 21 | 10 | 6323 | Saturday |  | Irradiance_6323 |  | 0 | 563.151 | 76.6147
9 | 21 | 11 | 6324 | Saturday |  | Irradiance_6324 |  | 0 | 705.435 | 93.2725
9 | 21 | 12 | 6325 | Saturday |  | Irradiance_6325 |  | 0 | 750.444 | 98.0395
9 | 21 | 13 | 6326 | Saturday |  | Irradiance_6326 |  | 0 | 669.172 | 87.465
9 | 21 | 14 | 6327 | Saturday |  | Irradiance_6327 |  | 0 | 495.082 | 65.133
9 | 21 | 15 | 6328 | Saturday |  | Irradiance_6328 |  | 0 | 306.327 | 39.3419
9 | 21 | 16 | 6329 | Saturday |  | Irradiance_6329 |  | 0 | 100.444 | 12.2293
9 | 21 | 17 | 6330 | Saturday |  | Irradiance_6330 |  | 0 | 8.333 | 0.31728
9 | 21 | 18 | 6331 | Saturday |  | Irradiance_6331 |  | 0 | 0 | 0
9 | 21 | 19 | 6332 | Saturday |  | Irradiance_6332 |  | 0 | 0 | 0
9 | 21 | 20 | 6333 | Saturday |  | Irradiance_6333 |  | 0 | 0 | 0
9 | 21 | 21 | 6334 | Saturday |  | Irradiance_6334 |  | 0 | 0 | 0
9 | 21 | 22 | 6335 | Saturday |  | Irradiance_6335 |  | 0 | 0 | 0
9 | 21 | 23 | 6336 | Saturday |  | Irradiance_6336 |  | 0 | 0 | 0
9 | 22 | 0 | 6337 | Sunday |  | Irradiance_6337 |  | 0 | 0 | 0
9 | 22 | 1 | 6338 | Sunday |  | Irradiance_6338 |  | 0 | 0 | 0
9 | 22 | 2 | 6339 | Sunday |  | Irradiance_6339 |  | 0 | 0 | 0
9 | 22 | 3 | 6340 | Sunday |  | Irradiance_6340 |  | 0 | 0 | 0
9 | 22 | 4 | 6341 | Sunday |  | Irradiance_6341 |  | 0 | 0 | 0
9 | 22 | 5 | 6342 | Sunday |  | Irradiance_6342 |  | 0 | 7.404 | 0.21184
9 | 22 | 6 | 6343 | Sunday |  | Irradiance_6343 |  | 0 | 54.225 | 7.1018
9 | 22 | 7 | 6344 | Sunday |  | Irradiance_6344 |  | 0 | 133.812 | 18.4002
9 | 22 | 8 | 6345 | Sunday |  | Irradiance_6345 |  | 0 | 193.955 | 26.688
9 | 22 | 9 | 6346 | Sunday |  | Irradiance_6346 |  | 0 | 216.811 | 29.6211
9 | 22 | 10 | 6347 | Sunday |  | Irradiance_6347 |  | 0 | 425.804 | 57.244
9 | 22 | 11 | 6348 | Sunday |  | Irradiance_6348 |  | 0 | 586.041 | 77.3045
9 | 22 | 12 | 6349 | Sunday |  | Irradiance_6349 |  | 0 | 665.252 | 86.2451
9 | 22 | 13 | 6350 | Sunday |  | Irradiance_6350 |  | 0 | 622.425 | 80.2082
9 | 22 | 14 | 6351 | Sunday |  | Irradiance_6351 |  | 0 | 476.542 | 61.628
9 | 22 | 15 | 6352 | Sunday |  | Irradiance_6352 |  | 0 | 299.309 | 37.6051
9 | 22 | 16 | 6353 | Sunday |  | Irradiance_6353 |  | 0 | 93.232 | 10.9942
9 | 22 | 17 | 6354 | Sunday |  | Irradiance_6354 |  | 0 | 6.477 | 0.02688
9 | 22 | 18 | 6355 | Sunday |  | Irradiance_6355 |  | 0 | 0 | 0
9 | 22 | 19 | 6356 | Sunday |  | Irradiance_6356 |  | 0 | 0 | 0
9 | 22 | 20 | 6357 | Sunday |  | Irradiance_6357 |  | 0 | 0 | 0
9 | 22 | 21 | 6358 | Sunday |  | Irradiance_6358 |  | 0 | 0 | 0
9 | 22 | 22 | 6359 | Sunday |  | Irradiance_6359 |  | 0 | 0 | 0
9 | 22 | 23 | 6360 | Sunday |  | Irradiance_6360 |  | 0 | 0 | 0
9 | 23 | 0 | 6361 | Yes |  | Irradiance_6361 |  | 0 | 0 | 0
9 | 23 | 1 | 6362 | Yes |  | Irradiance_6362 |  | 0 | 0 | 0
9 | 23 | 2 | 6363 | Yes |  | Irradiance_6363 |  | 0 | 0 | 0
9 | 23 | 3 | 6364 | Yes |  | Irradiance_6364 |  | 0 | 0 | 0
9 | 23 | 4 | 6365 | Yes |  | Irradiance_6365 |  | 0 | 0 | 0
9 | 23 | 5 | 6366 | Yes |  | Irradiance_6366 |  | 0 | 5.549 | 0
9 | 23 | 6 | 6367 | Yes |  | Irradiance_6367 |  | 0 | 51.31 | 6.3744
9 | 23 | 7 | 6368 | Yes |  | Irradiance_6368 |  | 0 | 230.819 | 29.7019
9 | 23 | 8 | 6369 | Yes |  | Irradiance_6369 |  | 0 | 456.986 | 58.8445
9 | 23 | 9 | 6370 | Yes |  | Irradiance_6370 |  | 0 | 671.292 | 85.7034
9 | 23 | 10 | 6371 | Yes |  | Irradiance_6371 |  | 0 | 758.198 | 95.8387
9 | 23 | 11 | 6372 | Yes |  | Irradiance_6372 |  | 0 | 744.669 | 93.7546
9 | 23 | 12 | 6373 | Yes |  | Irradiance_6373 |  | 0 | 660.177 | 82.8931
9 | 23 | 13 | 6374 | Yes |  | Irradiance_6374 |  | 0 | 623.937 | 77.4267
9 | 23 | 14 | 6375 | Yes |  | Irradiance_6375 |  | 0 | 483.416 | 59.1182
9 | 23 | 15 | 6376 | Yes |  | Irradiance_6376 |  | 0 | 289.931 | 35.0694
9 | 23 | 16 | 6377 | Yes |  | Irradiance_6377 |  | 0 | 90.508 | 10.405
9 | 23 | 17 | 6378 | Yes |  | Irradiance_6378 |  | 0 | 5.719 | 0
9 | 23 | 18 | 6379 | Yes |  | Irradiance_6379 |  | 0 | 0 | 0
9 | 23 | 19 | 6380 | Yes |  | Irradiance_6380 |  | 0 | 0 | 0
9 | 23 | 20 | 6381 | Yes |  | Irradiance_6381 |  | 0 | 0 | 0
9 | 23 | 21 | 6382 | Yes |  | Irradiance_6382 |  | 0 | 0 | 0
9 | 23 | 22 | 6383 | Yes |  | Irradiance_6383 |  | 0 | 0 | 0
9 | 23 | 23 | 6384 | Yes |  | Irradiance_6384 |  | 0 | 0 | 0
9 | 24 | 0 | 6385 | Yes |  | Irradiance_6385 |  | 0 | 0 | 0
9 | 24 | 1 | 6386 | Yes |  | Irradiance_6386 |  | 0 | 0 | 0
9 | 24 | 2 | 6387 | Yes |  | Irradiance_6387 |  | 0 | 0 | 0
9 | 24 | 3 | 6388 | Yes |  | Irradiance_6388 |  | 0 | 0 | 0
9 | 24 | 4 | 6389 | Yes |  | Irradiance_6389 |  | 0 | 0 | 0
9 | 24 | 5 | 6390 | Yes |  | Irradiance_6390 |  | 0 | 6.477 | 0.04336
9 | 24 | 6 | 6391 | Yes |  | Irradiance_6391 |  | 0 | 98.149 | 11.6563
9 | 24 | 7 | 6392 | Yes |  | Irradiance_6392 |  | 0 | 247.861 | 31.9226
9 | 24 | 8 | 6393 | Yes |  | Irradiance_6393 |  | 0 | 258.014 | 33.9966
9 | 24 | 9 | 6394 | Yes |  | Irradiance_6394 |  | 0 | 90.715 | 11.6088
9 | 24 | 10 | 6395 | Yes |  | Irradiance_6395 |  | 0 | 104.273 | 13.5734
9 | 24 | 11 | 6396 | Yes |  | Irradiance_6396 |  | 0 | 109.146 | 14.3888
9 | 24 | 12 | 6397 | Yes |  | Irradiance_6397 |  | 0 | 104.282 | 13.7605
9 | 24 | 13 | 6398 | Yes |  | Irradiance_6398 |  | 0 | 209.845 | 28.1688
9 | 24 | 14 | 6399 | Yes |  | Irradiance_6399 |  | 0 | 252.113 | 34.0008
9 | 24 | 15 | 6400 | Yes |  | Irradiance_6400 |  | 0 | 194.878 | 25.5634
9 | 24 | 16 | 6401 | Yes |  | Irradiance_6401 |  | 0 | 73.142 | 8.7211
9 | 24 | 17 | 6402 | Yes |  | Irradiance_6402 |  | 0 | 4.766 | 0
9 | 24 | 18 | 6403 | Yes |  | Irradiance_6403 |  | 0 | 0 | 0
9 | 24 | 19 | 6404 | Yes |  | Irradiance_6404 |  | 0 | 0 | 0
9 | 24 | 20 | 6405 | Yes |  | Irradiance_6405 |  | 0 | 0 | 0
9 | 24 | 21 | 6406 | Yes |  | Irradiance_6406 |  | 0 | 0 | 0
9 | 24 | 22 | 6407 | Yes |  | Irradiance_6407 |  | 0 | 0 | 0
9 | 24 | 23 | 6408 | Yes |  | Irradiance_6408 |  | 0 | 0 | 0
9 | 25 | 0 | 6409 | Yes |  | Irradiance_6409 |  | 0 | 0 | 0
9 | 25 | 1 | 6410 | Yes |  | Irradiance_6410 |  | 0 | 0 | 0
9 | 25 | 2 | 6411 | Yes |  | Irradiance_6411 |  | 0 | 0 | 0
9 | 25 | 3 | 6412 | Yes |  | Irradiance_6412 |  | 0 | 0 | 0
9 | 25 | 4 | 6413 | Yes |  | Irradiance_6413 |  | 0 | 0 | 0
9 | 25 | 5 | 6414 | Yes |  | Irradiance_6414 |  | 0 | 4.623 | 0
9 | 25 | 6 | 6415 | Yes |  | Irradiance_6415 |  | 0 | 48.536 | 6.1536
9 | 25 | 7 | 6416 | Yes |  | Irradiance_6416 |  | 0 | 110.742 | 14.8589
9 | 25 | 8 | 6417 | Yes |  | Irradiance_6417 |  | 0 | 128.893 | 17.3632
9 | 25 | 9 | 6418 | Yes |  | Irradiance_6418 |  | 0 | 89.759 | 11.9259
9 | 25 | 10 | 6419 | Yes |  | Irradiance_6419 |  | 0 | 247.016 | 33.6677
9 | 25 | 11 | 6420 | Yes |  | Irradiance_6420 |  | 0 | 433.086 | 58.1408
9 | 25 | 12 | 6421 | Yes |  | Irradiance_6421 |  | 0 | 542.991 | 72.3402
9 | 25 | 13 | 6422 | Yes |  | Irradiance_6422 |  | 0 | 418.193 | 55.7355
9 | 25 | 14 | 6423 | Yes |  | Irradiance_6423 |  | 0 | 284.425 | 38.1419
9 | 25 | 15 | 6424 | Yes |  | Irradiance_6424 |  | 0 | 142.326 | 18.9048
9 | 25 | 16 | 6425 | Yes |  | Irradiance_6425 |  | 0 | 62.56 | 7.7632
9 | 25 | 17 | 6426 | Yes |  | Irradiance_6426 |  | 0 | 4.766 | 0
9 | 25 | 18 | 6427 | Yes |  | Irradiance_6427 |  | 0 | 0 | 0
9 | 25 | 19 | 6428 | Yes |  | Irradiance_6428 |  | 0 | 0 | 0
9 | 25 | 20 | 6429 | Yes |  | Irradiance_6429 |  | 0 | 0 | 0
9 | 25 | 21 | 6430 | Yes |  | Irradiance_6430 |  | 0 | 0 | 0
9 | 25 | 22 | 6431 | Yes |  | Irradiance_6431 |  | 0 | 0 | 0
9 | 25 | 23 | 6432 | Yes |  | Irradiance_6432 |  | 0 | 0 | 0
9 | 26 | 0 | 6433 | Yes |  | Irradiance_6433 |  | 0 | 0 | 0
9 | 26 | 1 | 6434 | Yes |  | Irradiance_6434 |  | 0 | 0 | 0
9 | 26 | 2 | 6435 | Yes |  | Irradiance_6435 |  | 0 | 0 | 0
9 | 26 | 3 | 6436 | Yes |  | Irradiance_6436 |  | 0 | 0 | 0
9 | 26 | 4 | 6437 | Yes |  | Irradiance_6437 |  | 0 | 0 | 0
9 | 26 | 5 | 6438 | Yes |  | Irradiance_6438 |  | 0 | 5.719 | 0
9 | 26 | 6 | 6439 | Yes |  | Irradiance_6439 |  | 0 | 84.051 | 10.5646
9 | 26 | 7 | 6440 | Yes |  | Irradiance_6440 |  | 0 | 254.177 | 33.295
9 | 26 | 8 | 6441 | Yes |  | Irradiance_6441 |  | 0 | 391.471 | 52.225
9 | 26 | 9 | 6442 | Yes |  | Irradiance_6442 |  | 0 | 472.62 | 62.5442
9 | 26 | 10 | 6443 | Yes |  | Irradiance_6443 |  | 0 | 449.048 | 58.6686
9 | 26 | 11 | 6444 | Yes |  | Irradiance_6444 |  | 0 | 369.463 | 49.363
9 | 26 | 12 | 6445 | Yes |  | Irradiance_6445 |  | 0 | 239.686 | 32.2254
9 | 26 | 13 | 6446 | Yes |  | Irradiance_6446 |  | 0 | 166.911 | 22.4074
9 | 26 | 14 | 6447 | Yes |  | Irradiance_6447 |  | 0 | 94.434 | 12.4387
9 | 26 | 15 | 6448 | Yes |  | Irradiance_6448 |  | 0 | 38.052 | 4.551
9 | 26 | 16 | 6449 | Yes |  | Irradiance_6449 |  | 0 | 12.032 | 0.84928
9 | 26 | 17 | 6450 | Yes |  | Irradiance_6450 |  | 0 | 0.953 | 0
9 | 26 | 18 | 6451 | Yes |  | Irradiance_6451 |  | 0 | 0 | 0
9 | 26 | 19 | 6452 | Yes |  | Irradiance_6452 |  | 0 | 0 | 0
9 | 26 | 20 | 6453 | Yes |  | Irradiance_6453 |  | 0 | 0 | 0
9 | 26 | 21 | 6454 | Yes |  | Irradiance_6454 |  | 0 | 0 | 0
9 | 26 | 22 | 6455 | Yes |  | Irradiance_6455 |  | 0 | 0 | 0
9 | 26 | 23 | 6456 | Yes |  | Irradiance_6456 |  | 0 | 0 | 0
9 | 27 | 0 | 6457 | Yes |  | Irradiance_6457 |  | 0 | 0 | 0
9 | 27 | 1 | 6458 | Yes |  | Irradiance_6458 |  | 0 | 0 | 0
9 | 27 | 2 | 6459 | Yes |  | Irradiance_6459 |  | 0 | 0 | 0
9 | 27 | 3 | 6460 | Yes |  | Irradiance_6460 |  | 0 | 0 | 0
9 | 27 | 4 | 6461 | Yes |  | Irradiance_6461 |  | 0 | 0 | 0
9 | 27 | 5 | 6462 | Yes |  | Irradiance_6462 |  | 0 | 2.859 | 0
9 | 27 | 6 | 6463 | Yes |  | Irradiance_6463 |  | 0 | 30.637 | 3.587
9 | 27 | 7 | 6464 | Yes |  | Irradiance_6464 |  | 0 | 90.158 | 12.0438
9 | 27 | 8 | 6465 | Yes |  | Irradiance_6465 |  | 0 | 154.598 | 20.9925
9 | 27 | 9 | 6466 | Yes |  | Irradiance_6466 |  | 0 | 208.867 | 28.2971
9 | 27 | 10 | 6467 | Yes |  | Irradiance_6467 |  | 0 | 256.837 | 34.8091
9 | 27 | 11 | 6468 | Yes |  | Irradiance_6468 |  | 0 | 268.553 | 36.3822
9 | 27 | 12 | 6469 | Yes |  | Irradiance_6469 |  | 0 | 241.72 | 32.8806
9 | 27 | 13 | 6470 | Yes |  | Irradiance_6470 |  | 0 | 203.843 | 27.7605
9 | 27 | 14 | 6471 | Yes |  | Irradiance_6471 |  | 0 | 150.455 | 20.3704
9 | 27 | 15 | 6472 | Yes |  | Irradiance_6472 |  | 0 | 84.256 | 11.1395
9 | 27 | 16 | 6473 | Yes |  | Irradiance_6473 |  | 0 | 52.227 | 6.3976
9 | 27 | 17 | 6474 | Yes |  | Irradiance_6474 |  | 0 | 2.859 | 0
9 | 27 | 18 | 6475 | Yes |  | Irradiance_6475 |  | 0 | 0 | 0
9 | 27 | 19 | 6476 | Yes |  | Irradiance_6476 |  | 0 | 0 | 0
9 | 27 | 20 | 6477 | Yes |  | Irradiance_6477 |  | 0 | 0 | 0
9 | 27 | 21 | 6478 | Yes |  | Irradiance_6478 |  | 0 | 0 | 0
9 | 27 | 22 | 6479 | Yes |  | Irradiance_6479 |  | 0 | 0 | 0
9 | 27 | 23 | 6480 | Yes |  | Irradiance_6480 |  | 0 | 0 | 0
9 | 28 | 0 | 6481 | Saturday |  | Irradiance_6481 |  | 0 | 0 | 0
9 | 28 | 1 | 6482 | Saturday |  | Irradiance_6482 |  | 0 | 0 | 0
9 | 28 | 2 | 6483 | Saturday |  | Irradiance_6483 |  | 0 | 0 | 0
9 | 28 | 3 | 6484 | Saturday |  | Irradiance_6484 |  | 0 | 0 | 0
9 | 28 | 4 | 6485 | Saturday |  | Irradiance_6485 |  | 0 | 0 | 0
9 | 28 | 5 | 6486 | Saturday |  | Irradiance_6486 |  | 0 | 0.953 | 0
9 | 28 | 6 | 6487 | Saturday |  | Irradiance_6487 |  | 0 | 12.959 | 1.0147
9 | 28 | 7 | 6488 | Saturday |  | Irradiance_6488 |  | 0 | 38.984 | 4.8058
9 | 28 | 8 | 6489 | Saturday |  | Irradiance_6489 |  | 0 | 66.032 | 8.6942
9 | 28 | 9 | 6490 | Saturday |  | Irradiance_6490 |  | 0 | 87.87 | 11.8699
9 | 28 | 10 | 6491 | Saturday |  | Irradiance_6491 |  | 0 | 195.568 | 27.0835
9 | 28 | 11 | 6492 | Saturday |  | Irradiance_6492 |  | 0 | 296.05 | 41.1107
9 | 28 | 12 | 6493 | Saturday |  | Irradiance_6493 |  | 0 | 401.72 | 55.5237
9 | 28 | 13 | 6494 | Saturday |  | Irradiance_6494 |  | 0 | 323.77 | 44.8507
9 | 28 | 14 | 6495 | Saturday |  | Irradiance_6495 |  | 0 | 236.545 | 32.6219
9 | 28 | 15 | 6496 | Saturday |  | Irradiance_6496 |  | 0 | 133.312 | 17.9045
9 | 28 | 16 | 6497 | Saturday |  | Irradiance_6497 |  | 0 | 52.706 | 6.4872
9 | 28 | 17 | 6498 | Saturday |  | Irradiance_6498 |  | 0 | 1.906 | 0
9 | 28 | 18 | 6499 | Saturday |  | Irradiance_6499 |  | 0 | 0 | 0
9 | 28 | 19 | 6500 | Saturday |  | Irradiance_6500 |  | 0 | 0 | 0
9 | 28 | 20 | 6501 | Saturday |  | Irradiance_6501 |  | 0 | 0 | 0
9 | 28 | 21 | 6502 | Saturday |  | Irradiance_6502 |  | 0 | 0 | 0
9 | 28 | 22 | 6503 | Saturday |  | Irradiance_6503 |  | 0 | 0 | 0
9 | 28 | 23 | 6504 | Saturday |  | Irradiance_6504 |  | 0 | 0 | 0
9 | 29 | 0 | 6505 | Sunday |  | Irradiance_6505 |  | 0 | 0 | 0
9 | 29 | 1 | 6506 | Sunday |  | Irradiance_6506 |  | 0 | 0 | 0
9 | 29 | 2 | 6507 | Sunday |  | Irradiance_6507 |  | 0 | 0 | 0
9 | 29 | 3 | 6508 | Sunday |  | Irradiance_6508 |  | 0 | 0 | 0
9 | 29 | 4 | 6509 | Sunday |  | Irradiance_6509 |  | 0 | 0 | 0
9 | 29 | 5 | 6510 | Sunday |  | Irradiance_6510 |  | 0 | 1.906 | 0
9 | 29 | 6 | 6511 | Sunday |  | Irradiance_6511 |  | 0 | 27.844 | 3.1979
9 | 29 | 7 | 6512 | Sunday |  | Irradiance_6512 |  | 0 | 87.386 | 11.8408
9 | 29 | 8 | 6513 | Sunday |  | Irradiance_6513 |  | 0 | 150.834 | 20.8966
9 | 29 | 9 | 6514 | Sunday |  | Irradiance_6514 |  | 0 | 205.061 | 28.4187
9 | 29 | 10 | 6515 | Sunday |  | Irradiance_6515 |  | 0 | 277.206 | 37.9896
9 | 29 | 11 | 6516 | Sunday |  | Irradiance_6516 |  | 0 | 359.809 | 49.245
9 | 29 | 12 | 6517 | Sunday |  | Irradiance_6517 |  | 0 | 385.593 | 52.5702
9 | 29 | 13 | 6518 | Sunday |  | Irradiance_6518 |  | 0 | 288.278 | 39.4917
9 | 29 | 14 | 6519 | Sunday |  | Irradiance_6519 |  | 0 | 169.417 | 23.1693
9 | 29 | 15 | 6520 | Sunday |  | Irradiance_6520 |  | 0 | 79.46 | 10.5418
9 | 29 | 16 | 6521 | Sunday |  | Irradiance_6521 |  | 0 | 28.943 | 3.3274
9 | 29 | 17 | 6522 | Sunday |  | Irradiance_6522 |  | 0 | 0.953 | 0
9 | 29 | 18 | 6523 | Sunday |  | Irradiance_6523 |  | 0 | 0 | 0
9 | 29 | 19 | 6524 | Sunday |  | Irradiance_6524 |  | 0 | 0 | 0
9 | 29 | 20 | 6525 | Sunday |  | Irradiance_6525 |  | 0 | 0 | 0
9 | 29 | 21 | 6526 | Sunday |  | Irradiance_6526 |  | 0 | 0 | 0
9 | 29 | 22 | 6527 | Sunday |  | Irradiance_6527 |  | 0 | 0 | 0
9 | 29 | 23 | 6528 | Sunday |  | Irradiance_6528 |  | 0 | 0 | 0
9 | 30 | 0 | 6529 | Yes |  | Irradiance_6529 |  | 0 | 0 | 0
9 | 30 | 1 | 6530 | Yes |  | Irradiance_6530 |  | 0 | 0 | 0
9 | 30 | 2 | 6531 | Yes |  | Irradiance_6531 |  | 0 | 0 | 0
9 | 30 | 3 | 6532 | Yes |  | Irradiance_6532 |  | 0 | 0 | 0
9 | 30 | 4 | 6533 | Yes |  | Irradiance_6533 |  | 0 | 0 | 0
9 | 30 | 5 | 6534 | Yes |  | Irradiance_6534 |  | 0 | 1.906 | 0
9 | 30 | 6 | 6535 | Yes |  | Irradiance_6535 |  | 0 | 26.914 | 3.0882
9 | 30 | 7 | 6536 | Yes |  | Irradiance_6536 |  | 0 | 161.122 | 21.8318
9 | 30 | 8 | 6537 | Yes |  | Irradiance_6537 |  | 0 | 376.305 | 50.7971
9 | 30 | 9 | 6538 | Yes |  | Irradiance_6538 |  | 0 | 610.588 | 80.1144
9 | 30 | 10 | 6539 | Yes |  | Irradiance_6539 |  | 0 | 673.508 | 86.9621
9 | 30 | 11 | 6540 | Yes |  | Irradiance_6540 |  | 0 | 640.156 | 84.3656
9 | 30 | 12 | 6541 | Yes |  | Irradiance_6541 |  | 0 | 526.649 | 70.4496
9 | 30 | 13 | 6542 | Yes |  | Irradiance_6542 |  | 0 | 398.774 | 53.9307
9 | 30 | 14 | 6543 | Yes |  | Irradiance_6543 |  | 0 | 265.284 | 35.8398
9 | 30 | 15 | 6544 | Yes |  | Irradiance_6544 |  | 0 | 125.691 | 16.9054
9 | 30 | 16 | 6545 | Yes |  | Irradiance_6545 |  | 0 | 29.073 | 3.3445
9 | 30 | 17 | 6546 | Yes |  | Irradiance_6546 |  | 0 | 0.953 | 0
9 | 30 | 18 | 6547 | Yes |  | Irradiance_6547 |  | 0 | 0 | 0
9 | 30 | 19 | 6548 | Yes |  | Irradiance_6548 |  | 0 | 0 | 0
9 | 30 | 20 | 6549 | Yes |  | Irradiance_6549 |  | 0 | 0 | 0
9 | 30 | 21 | 6550 | Yes |  | Irradiance_6550 |  | 0 | 0 | 0
9 | 30 | 22 | 6551 | Yes |  | Irradiance_6551 |  | 0 | 0 | 0
9 | 30 | 23 | 6552 | Yes |  | Irradiance_6552 |  | 0 | 0 | 0
10 | 1 | 0 | 6553 | Sunday |  | Irradiance_6553 |  | 0 | 0 | 0
10 | 1 | 1 | 6554 | Sunday |  | Irradiance_6554 |  | 0 | 0 | 0
10 | 1 | 2 | 6555 | Sunday |  | Irradiance_6555 |  | 0 | 0 | 0
10 | 1 | 3 | 6556 | Sunday |  | Irradiance_6556 |  | 0 | 0 | 0
10 | 1 | 4 | 6557 | Sunday |  | Irradiance_6557 |  | 0 | 0 | 0
10 | 1 | 5 | 6558 | Sunday |  | Irradiance_6558 |  | 0 | 2.859 | 0
10 | 1 | 6 | 6559 | Sunday |  | Irradiance_6559 |  | 0 | 56.12 | 7.2819
10 | 1 | 7 | 6560 | Sunday |  | Irradiance_6560 |  | 0 | 220.921 | 30.437
10 | 1 | 8 | 6561 | Sunday |  | Irradiance_6561 |  | 0 | 314.242 | 44.0179
10 | 1 | 9 | 6562 | Sunday |  | Irradiance_6562 |  | 0 | 315.309 | 43.8298
10 | 1 | 10 | 6563 | Sunday |  | Irradiance_6563 |  | 0 | 461.432 | 63.249
10 | 1 | 11 | 6564 | Sunday |  | Irradiance_6564 |  | 0 | 570.695 | 78.2197
10 | 1 | 12 | 6565 | Sunday |  | Irradiance_6565 |  | 0 | 584.611 | 79.0211
10 | 1 | 13 | 6566 | Sunday |  | Irradiance_6566 |  | 0 | 503.328 | 68.4042
10 | 1 | 14 | 6567 | Sunday |  | Irradiance_6567 |  | 0 | 388.829 | 52.5827
10 | 1 | 15 | 6568 | Sunday |  | Irradiance_6568 |  | 0 | 187.084 | 25.056
10 | 1 | 16 | 6569 | Sunday |  | Irradiance_6569 |  | 0 | 36.986 | 4.4483
10 | 1 | 17 | 6570 | Sunday |  | Irradiance_6570 |  | 0 | 0.953 | 0
10 | 1 | 18 | 6571 | Sunday |  | Irradiance_6571 |  | 0 | 0 | 0
10 | 1 | 19 | 6572 | Sunday |  | Irradiance_6572 |  | 0 | 0 | 0
10 | 1 | 20 | 6573 | Sunday |  | Irradiance_6573 |  | 0 | 0 | 0
10 | 1 | 21 | 6574 | Sunday |  | Irradiance_6574 |  | 0 | 0 | 0
10 | 1 | 22 | 6575 | Sunday |  | Irradiance_6575 |  | 0 | 0 | 0
10 | 1 | 23 | 6576 | Sunday |  | Irradiance_6576 |  | 0 | 0 | 0
10 | 2 | 0 | 6577 | Yes |  | Irradiance_6577 |  | 0 | 0 | 0
10 | 2 | 1 | 6578 | Yes |  | Irradiance_6578 |  | 0 | 0 | 0
10 | 2 | 2 | 6579 | Yes |  | Irradiance_6579 |  | 0 | 0 | 0
10 | 2 | 3 | 6580 | Yes |  | Irradiance_6580 |  | 0 | 0 | 0
10 | 2 | 4 | 6581 | Yes |  | Irradiance_6581 |  | 0 | 0 | 0
10 | 2 | 5 | 6582 | Yes |  | Irradiance_6582 |  | 0 | 1.906 | 0
10 | 2 | 6 | 6583 | Yes |  | Irradiance_6583 |  | 0 | 37.184 | 4.8395
10 | 2 | 7 | 6584 | Yes |  | Irradiance_6584 |  | 0 | 145.212 | 20.2365
10 | 2 | 8 | 6585 | Yes |  | Irradiance_6585 |  | 0 | 260.235 | 35.8646
10 | 2 | 9 | 6586 | Yes |  | Irradiance_6586 |  | 0 | 312.495 | 42.7958
10 | 2 | 10 | 6587 | Yes |  | Irradiance_6587 |  | 0 | 398.303 | 54.3614
10 | 2 | 11 | 6588 | Yes |  | Irradiance_6588 |  | 0 | 453.736 | 61.3389
10 | 2 | 12 | 6589 | Yes |  | Irradiance_6589 |  | 0 | 481.934 | 64.5042
10 | 2 | 13 | 6590 | Yes |  | Irradiance_6590 |  | 0 | 402.421 | 54.1686
10 | 2 | 14 | 6591 | Yes |  | Irradiance_6591 |  | 0 | 285.632 | 38.38
10 | 2 | 15 | 6592 | Yes |  | Irradiance_6592 |  | 0 | 136.134 | 17.9754
10 | 2 | 16 | 6593 | Yes |  | Irradiance_6593 |  | 0 | 28.38 | 3.208
10 | 2 | 17 | 6594 | Yes |  | Irradiance_6594 |  | 0 | 0 | 0
10 | 2 | 18 | 6595 | Yes |  | Irradiance_6595 |  | 0 | 0 | 0
10 | 2 | 19 | 6596 | Yes |  | Irradiance_6596 |  | 0 | 0 | 0
10 | 2 | 20 | 6597 | Yes |  | Irradiance_6597 |  | 0 | 0 | 0
10 | 2 | 21 | 6598 | Yes |  | Irradiance_6598 |  | 0 | 0 | 0
10 | 2 | 22 | 6599 | Yes |  | Irradiance_6599 |  | 0 | 0 | 0
10 | 2 | 23 | 6600 | Yes |  | Irradiance_6600 |  | 0 | 0 | 0
10 | 3 | 0 | 6601 | Yes |  | Irradiance_6601 |  | 0 | 0 | 0
10 | 3 | 1 | 6602 | Yes |  | Irradiance_6602 |  | 0 | 0 | 0
10 | 3 | 2 | 6603 | Yes |  | Irradiance_6603 |  | 0 | 0 | 0
10 | 3 | 3 | 6604 | Yes |  | Irradiance_6604 |  | 0 | 0 | 0
10 | 3 | 4 | 6605 | Yes |  | Irradiance_6605 |  | 0 | 0 | 0
10 | 3 | 5 | 6606 | Yes |  | Irradiance_6606 |  | 0 | 0 | 0
10 | 3 | 6 | 6607 | Yes |  | Irradiance_6607 |  | 0 | 8.329 | 0.32064
10 | 3 | 7 | 6608 | Yes |  | Irradiance_6608 |  | 0 | 31.553 | 3.6667
10 | 3 | 8 | 6609 | Yes |  | Irradiance_6609 |  | 0 | 57.658 | 7.4134
10 | 3 | 9 | 6610 | Yes |  | Irradiance_6610 |  | 0 | 78.227 | 10.3
10 | 3 | 10 | 6611 | Yes |  | Irradiance_6611 |  | 0 | 91.755 | 12.1565
10 | 3 | 11 | 6612 | Yes |  | Irradiance_6612 |  | 0 | 96.626 | 12.829
10 | 3 | 12 | 6613 | Yes |  | Irradiance_6613 |  | 0 | 90.796 | 11.9909
10 | 3 | 13 | 6614 | Yes |  | Irradiance_6614 |  | 0 | 177.6 | 24.0411
10 | 3 | 14 | 6615 | Yes |  | Irradiance_6615 |  | 0 | 202.089 | 27.1066
10 | 3 | 15 | 6616 | Yes |  | Irradiance_6616 |  | 0 | 136.545 | 17.7704
10 | 3 | 16 | 6617 | Yes |  | Irradiance_6617 |  | 0 | 26.459 | 2.8874
10 | 3 | 17 | 6618 | Yes |  | Irradiance_6618 |  | 0 | 0 | 0
10 | 3 | 18 | 6619 | Yes |  | Irradiance_6619 |  | 0 | 0 | 0
10 | 3 | 19 | 6620 | Yes |  | Irradiance_6620 |  | 0 | 0 | 0
10 | 3 | 20 | 6621 | Yes |  | Irradiance_6621 |  | 0 | 0 | 0
10 | 3 | 21 | 6622 | Yes |  | Irradiance_6622 |  | 0 | 0 | 0
10 | 3 | 22 | 6623 | Yes |  | Irradiance_6623 |  | 0 | 0 | 0
10 | 3 | 23 | 6624 | Yes |  | Irradiance_6624 |  | 0 | 0 | 0
10 | 4 | 0 | 6625 | Yes |  | Irradiance_6625 |  | 0 | 0 | 0
10 | 4 | 1 | 6626 | Yes |  | Irradiance_6626 |  | 0 | 0 | 0
10 | 4 | 2 | 6627 | Yes |  | Irradiance_6627 |  | 0 | 0 | 0
10 | 4 | 3 | 6628 | Yes |  | Irradiance_6628 |  | 0 | 0 | 0
10 | 4 | 4 | 6629 | Yes |  | Irradiance_6629 |  | 0 | 0 | 0
10 | 4 | 5 | 6630 | Yes |  | Irradiance_6630 |  | 0 | 0 | 0
10 | 4 | 6 | 6631 | Yes |  | Irradiance_6631 |  | 0 | 8.329 | 0.30016
10 | 4 | 7 | 6632 | Yes |  | Irradiance_6632 |  | 0 | 44.602 | 5.4554
10 | 4 | 8 | 6633 | Yes |  | Irradiance_6633 |  | 0 | 106.45 | 14.1042
10 | 4 | 9 | 6634 | Yes |  | Irradiance_6634 |  | 0 | 181.56 | 24.3997
10 | 4 | 10 | 6635 | Yes |  | Irradiance_6635 |  | 0 | 253.823 | 34.1149
10 | 4 | 11 | 6636 | Yes |  | Irradiance_6636 |  | 0 | 327.446 | 43.7816
10 | 4 | 12 | 6637 | Yes |  | Irradiance_6637 |  | 0 | 346.747 | 46.139
10 | 4 | 13 | 6638 | Yes |  | Irradiance_6638 |  | 0 | 358.15 | 47.3981
10 | 4 | 14 | 6639 | Yes |  | Irradiance_6639 |  | 0 | 275.039 | 36.271
10 | 4 | 15 | 6640 | Yes |  | Irradiance_6640 |  | 0 | 156.887 | 19.8782
10 | 4 | 16 | 6641 | Yes |  | Irradiance_6641 |  | 0 | 21.364 | 2.1277
10 | 4 | 17 | 6642 | Yes |  | Irradiance_6642 |  | 0 | 0 | 0
10 | 4 | 18 | 6643 | Yes |  | Irradiance_6643 |  | 0 | 0 | 0
10 | 4 | 19 | 6644 | Yes |  | Irradiance_6644 |  | 0 | 0 | 0
10 | 4 | 20 | 6645 | Yes |  | Irradiance_6645 |  | 0 | 0 | 0
10 | 4 | 21 | 6646 | Yes |  | Irradiance_6646 |  | 0 | 0 | 0
10 | 4 | 22 | 6647 | Yes |  | Irradiance_6647 |  | 0 | 0 | 0
10 | 4 | 23 | 6648 | Yes |  | Irradiance_6648 |  | 0 | 0 | 0
10 | 5 | 0 | 6649 | Yes |  | Irradiance_6649 |  | 0 | 0 | 0
10 | 5 | 1 | 6650 | Yes |  | Irradiance_6650 |  | 0 | 0 | 0
10 | 5 | 2 | 6651 | Yes |  | Irradiance_6651 |  | 0 | 0 | 0
10 | 5 | 3 | 6652 | Yes |  | Irradiance_6652 |  | 0 | 0 | 0
10 | 5 | 4 | 6653 | Yes |  | Irradiance_6653 |  | 0 | 0 | 0
10 | 5 | 5 | 6654 | Yes |  | Irradiance_6654 |  | 0 | 0.953 | 0
10 | 5 | 6 | 6655 | Yes |  | Irradiance_6655 |  | 0 | 30.247 | 3.4408
10 | 5 | 7 | 6656 | Yes |  | Irradiance_6656 |  | 0 | 150.73 | 19.612
10 | 5 | 8 | 6657 | Yes |  | Irradiance_6657 |  | 0 | 284.282 | 37.4587
10 | 5 | 9 | 6658 | Yes |  | Irradiance_6658 |  | 0 | 373.43 | 48.7266
10 | 5 | 10 | 6659 | Yes |  | Irradiance_6659 |  | 0 | 566.79 | 72.3261
10 | 5 | 11 | 6660 | Yes |  | Irradiance_6660 |  | 0 | 687.399 | 87.1718
10 | 5 | 12 | 6661 | Yes |  | Irradiance_6661 |  | 0 | 690.606 | 87.2496
10 | 5 | 13 | 6662 | Yes |  | Irradiance_6662 |  | 0 | 568.53 | 72.5376
10 | 5 | 14 | 6663 | Yes |  | Irradiance_6663 |  | 0 | 389.229 | 49.5826
10 | 5 | 15 | 6664 | Yes |  | Irradiance_6664 |  | 0 | 181.715 | 22.5059
10 | 5 | 16 | 6665 | Yes |  | Irradiance_6665 |  | 0 | 20.457 | 1.9315
10 | 5 | 17 | 6666 | Yes |  | Irradiance_6666 |  | 0 | 0 | 0
10 | 5 | 18 | 6667 | Yes |  | Irradiance_6667 |  | 0 | 0 | 0
10 | 5 | 19 | 6668 | Yes |  | Irradiance_6668 |  | 0 | 0 | 0
10 | 5 | 20 | 6669 | Yes |  | Irradiance_6669 |  | 0 | 0 | 0
10 | 5 | 21 | 6670 | Yes |  | Irradiance_6670 |  | 0 | 0 | 0
10 | 5 | 22 | 6671 | Yes |  | Irradiance_6671 |  | 0 | 0 | 0
10 | 5 | 23 | 6672 | Yes |  | Irradiance_6672 |  | 0 | 0 | 0
10 | 6 | 0 | 6673 | Yes |  | Irradiance_6673 |  | 0 | 0 | 0
10 | 6 | 1 | 6674 | Yes |  | Irradiance_6674 |  | 0 | 0 | 0
10 | 6 | 2 | 6675 | Yes |  | Irradiance_6675 |  | 0 | 0 | 0
10 | 6 | 3 | 6676 | Yes |  | Irradiance_6676 |  | 0 | 0 | 0
10 | 6 | 4 | 6677 | Yes |  | Irradiance_6677 |  | 0 | 0 | 0
10 | 6 | 5 | 6678 | Yes |  | Irradiance_6678 |  | 0 | 0.953 | 0
10 | 6 | 6 | 6679 | Yes |  | Irradiance_6679 |  | 0 | 28.272 | 3.177
10 | 6 | 7 | 6680 | Yes |  | Irradiance_6680 |  | 0 | 130.157 | 17.1502
10 | 6 | 8 | 6681 | Yes |  | Irradiance_6681 |  | 0 | 227.017 | 30.5464
10 | 6 | 9 | 6682 | Yes |  | Irradiance_6682 |  | 0 | 288.797 | 38.8714
10 | 6 | 10 | 6683 | Yes |  | Irradiance_6683 |  | 0 | 306.021 | 41.1421
10 | 6 | 11 | 6684 | Yes |  | Irradiance_6684 |  | 0 | 258.976 | 34.8214
10 | 6 | 12 | 6685 | Yes |  | Irradiance_6685 |  | 0 | 205.309 | 27.572
10 | 6 | 13 | 6686 | Yes |  | Irradiance_6686 |  | 0 | 199.371 | 26.7454
10 | 6 | 14 | 6687 | Yes |  | Irradiance_6687 |  | 0 | 157.073 | 20.9123
10 | 6 | 15 | 6688 | Yes |  | Irradiance_6688 |  | 0 | 83.847 | 10.9016
10 | 6 | 16 | 6689 | Yes |  | Irradiance_6689 |  | 0 | 12.047 | 0.81856
10 | 6 | 17 | 6690 | Yes |  | Irradiance_6690 |  | 0 | 0 | 0
10 | 6 | 18 | 6691 | Yes |  | Irradiance_6691 |  | 0 | 0 | 0
10 | 6 | 19 | 6692 | Yes |  | Irradiance_6692 |  | 0 | 0 | 0
10 | 6 | 20 | 6693 | Yes |  | Irradiance_6693 |  | 0 | 0 | 0
10 | 6 | 21 | 6694 | Yes |  | Irradiance_6694 |  | 0 | 0 | 0
10 | 6 | 22 | 6695 | Yes |  | Irradiance_6695 |  | 0 | 0 | 0
10 | 6 | 23 | 6696 | Yes |  | Irradiance_6696 |  | 0 | 0 | 0
10 | 7 | 0 | 6697 | Saturday |  | Irradiance_6697 |  | 0 | 0 | 0
10 | 7 | 1 | 6698 | Saturday |  | Irradiance_6698 |  | 0 | 0 | 0
10 | 7 | 2 | 6699 | Saturday |  | Irradiance_6699 |  | 0 | 0 | 0
10 | 7 | 3 | 6700 | Saturday |  | Irradiance_6700 |  | 0 | 0 | 0
10 | 7 | 4 | 6701 | Saturday |  | Irradiance_6701 |  | 0 | 0 | 0
10 | 7 | 5 | 6702 | Saturday |  | Irradiance_6702 |  | 0 | 0.953 | 0
10 | 7 | 6 | 6703 | Saturday |  | Irradiance_6703 |  | 0 | 38.259 | 4.6298
10 | 7 | 7 | 6704 | Saturday |  | Irradiance_6704 |  | 0 | 206.307 | 27.6435
10 | 7 | 8 | 6705 | Saturday |  | Irradiance_6705 |  | 0 | 327.842 | 45.1205
10 | 7 | 9 | 6706 | Saturday |  | Irradiance_6706 |  | 0 | 293.129 | 40.3515
10 | 7 | 10 | 6707 | Saturday |  | Irradiance_6707 |  | 0 | 341.295 | 46.9654
10 | 7 | 11 | 6708 | Saturday |  | Irradiance_6708 |  | 0 | 357.507 | 49.0827
10 | 7 | 12 | 6709 | Saturday |  | Irradiance_6709 |  | 0 | 333.502 | 45.7286
10 | 7 | 13 | 6710 | Saturday |  | Irradiance_6710 |  | 0 | 201.074 | 27.607
10 | 7 | 14 | 6711 | Saturday |  | Irradiance_6711 |  | 0 | 91.735 | 12.3182
10 | 7 | 15 | 6712 | Saturday |  | Irradiance_6712 |  | 0 | 24.112 | 2.6013
10 | 7 | 16 | 6713 | Saturday |  | Irradiance_6713 |  | 0 | 3.698 | 0
10 | 7 | 17 | 6714 | Saturday |  | Irradiance_6714 |  | 0 | 0 | 0
10 | 7 | 18 | 6715 | Saturday |  | Irradiance_6715 |  | 0 | 0 | 0
10 | 7 | 19 | 6716 | Saturday |  | Irradiance_6716 |  | 0 | 0 | 0
10 | 7 | 20 | 6717 | Saturday |  | Irradiance_6717 |  | 0 | 0 | 0
10 | 7 | 21 | 6718 | Saturday |  | Irradiance_6718 |  | 0 | 0 | 0
10 | 7 | 22 | 6719 | Saturday |  | Irradiance_6719 |  | 0 | 0 | 0
10 | 7 | 23 | 6720 | Saturday |  | Irradiance_6720 |  | 0 | 0 | 0
10 | 8 | 0 | 6721 | Sunday |  | Irradiance_6721 |  | 0 | 0 | 0
10 | 8 | 1 | 6722 | Sunday |  | Irradiance_6722 |  | 0 | 0 | 0
10 | 8 | 2 | 6723 | Sunday |  | Irradiance_6723 |  | 0 | 0 | 0
10 | 8 | 3 | 6724 | Sunday |  | Irradiance_6724 |  | 0 | 0 | 0
10 | 8 | 4 | 6725 | Sunday |  | Irradiance_6725 |  | 0 | 0 | 0
10 | 8 | 5 | 6726 | Sunday |  | Irradiance_6726 |  | 0 | 0 | 0
10 | 8 | 6 | 6727 | Sunday |  | Irradiance_6727 |  | 0 | 19.488 | 1.9139
10 | 8 | 7 | 6728 | Sunday |  | Irradiance_6728 |  | 0 | 74.389 | 9.7584
10 | 8 | 8 | 6729 | Sunday |  | Irradiance_6729 |  | 0 | 99.751 | 13.2906
10 | 8 | 9 | 6730 | Sunday |  | Irradiance_6730 |  | 0 | 73.547 | 9.6006
10 | 8 | 10 | 6731 | Sunday |  | Irradiance_6731 |  | 0 | 86.956 | 11.483
10 | 8 | 11 | 6732 | Sunday |  | Irradiance_6732 |  | 0 | 90.841 | 12.0418
10 | 8 | 12 | 6733 | Sunday |  | Irradiance_6733 |  | 0 | 85.02 | 11.2302
10 | 8 | 13 | 6734 | Sunday |  | Irradiance_6734 |  | 0 | 101.606 | 13.5419
10 | 8 | 14 | 6735 | Sunday |  | Irradiance_6735 |  | 0 | 89.815 | 11.9419
10 | 8 | 15 | 6736 | Sunday |  | Irradiance_6736 |  | 0 | 50.887 | 6.4144
10 | 8 | 16 | 6737 | Sunday |  | Irradiance_6737 |  | 0 | 6.477 | 0.04288
10 | 8 | 17 | 6738 | Sunday |  | Irradiance_6738 |  | 0 | 0 | 0
10 | 8 | 18 | 6739 | Sunday |  | Irradiance_6739 |  | 0 | 0 | 0
10 | 8 | 19 | 6740 | Sunday |  | Irradiance_6740 |  | 0 | 0 | 0
10 | 8 | 20 | 6741 | Sunday |  | Irradiance_6741 |  | 0 | 0 | 0
10 | 8 | 21 | 6742 | Sunday |  | Irradiance_6742 |  | 0 | 0 | 0
10 | 8 | 22 | 6743 | Sunday |  | Irradiance_6743 |  | 0 | 0 | 0
10 | 8 | 23 | 6744 | Sunday |  | Irradiance_6744 |  | 0 | 0 | 0
10 | 9 | 0 | 6745 | Yes |  | Irradiance_6745 |  | 0 | 0 | 0
10 | 9 | 1 | 6746 | Yes |  | Irradiance_6746 |  | 0 | 0 | 0
10 | 9 | 2 | 6747 | Yes |  | Irradiance_6747 |  | 0 | 0 | 0
10 | 9 | 3 | 6748 | Yes |  | Irradiance_6748 |  | 0 | 0 | 0
10 | 9 | 4 | 6749 | Yes |  | Irradiance_6749 |  | 0 | 0 | 0
10 | 9 | 5 | 6750 | Yes |  | Irradiance_6750 |  | 0 | 0 | 0
10 | 9 | 6 | 6751 | Yes |  | Irradiance_6751 |  | 0 | 17.626 | 1.7061
10 | 9 | 7 | 6752 | Yes |  | Irradiance_6752 |  | 0 | 72.457 | 9.6698
10 | 9 | 8 | 6753 | Yes |  | Irradiance_6753 |  | 0 | 98.861 | 13.4682
10 | 9 | 9 | 6754 | Yes |  | Irradiance_6754 |  | 0 | 72.611 | 9.6606
10 | 9 | 10 | 6755 | Yes |  | Irradiance_6755 |  | 0 | 85.996 | 11.5654
10 | 9 | 11 | 6756 | Yes |  | Irradiance_6756 |  | 0 | 89.882 | 12.1179
10 | 9 | 12 | 6757 | Yes |  | Irradiance_6757 |  | 0 | 84.062 | 11.2506
10 | 9 | 13 | 6758 | Yes |  | Irradiance_6758 |  | 0 | 129.936 | 17.7326
10 | 9 | 14 | 6759 | Yes |  | Irradiance_6759 |  | 0 | 127.414 | 17.3402
10 | 9 | 15 | 6760 | Yes |  | Irradiance_6760 |  | 0 | 73.805 | 9.728
10 | 9 | 16 | 6761 | Yes |  | Irradiance_6761 |  | 0 | 12.05 | 0.85952
10 | 9 | 17 | 6762 | Yes |  | Irradiance_6762 |  | 0 | 0 | 0
10 | 9 | 18 | 6763 | Yes |  | Irradiance_6763 |  | 0 | 0 | 0
10 | 9 | 19 | 6764 | Yes |  | Irradiance_6764 |  | 0 | 0 | 0
10 | 9 | 20 | 6765 | Yes |  | Irradiance_6765 |  | 0 | 0 | 0
10 | 9 | 21 | 6766 | Yes |  | Irradiance_6766 |  | 0 | 0 | 0
10 | 9 | 22 | 6767 | Yes |  | Irradiance_6767 |  | 0 | 0 | 0
10 | 9 | 23 | 6768 | Yes |  | Irradiance_6768 |  | 0 | 0 | 0
10 | 10 | 0 | 6769 | Yes |  | Irradiance_6769 |  | 0 | 0 | 0
10 | 10 | 1 | 6770 | Yes |  | Irradiance_6770 |  | 0 | 0 | 0
10 | 10 | 2 | 6771 | Yes |  | Irradiance_6771 |  | 0 | 0 | 0
10 | 10 | 3 | 6772 | Yes |  | Irradiance_6772 |  | 0 | 0 | 0
10 | 10 | 4 | 6773 | Yes |  | Irradiance_6773 |  | 0 | 0 | 0
10 | 10 | 5 | 6774 | Yes |  | Irradiance_6774 |  | 0 | 0 | 0
10 | 10 | 6 | 6775 | Yes |  | Irradiance_6775 |  | 0 | 23.521 | 2.5998
10 | 10 | 7 | 6776 | Yes |  | Irradiance_6776 |  | 0 | 152.843 | 20.7982
10 | 10 | 8 | 6777 | Yes |  | Irradiance_6777 |  | 0 | 288.994 | 40.1338
10 | 10 | 9 | 6778 | Yes |  | Irradiance_6778 |  | 0 | 371.67 | 51.4078
10 | 10 | 10 | 6779 | Yes |  | Irradiance_6779 |  | 0 | 505.669 | 69.2739
10 | 10 | 11 | 6780 | Yes |  | Irradiance_6780 |  | 0 | 561.168 | 76.1795
10 | 10 | 12 | 6781 | Yes |  | Irradiance_6781 |  | 0 | 537.571 | 72.7491
10 | 10 | 13 | 6782 | Yes |  | Irradiance_6782 |  | 0 | 457.841 | 61.7269
10 | 10 | 14 | 6783 | Yes |  | Irradiance_6783 |  | 0 | 333.331 | 44.7994
10 | 10 | 15 | 6784 | Yes |  | Irradiance_6784 |  | 0 | 138.162 | 17.892
10 | 10 | 16 | 6785 | Yes |  | Irradiance_6785 |  | 0 | 12.982 | 0.99728
10 | 10 | 17 | 6786 | Yes |  | Irradiance_6786 |  | 0 | 0 | 0
10 | 10 | 18 | 6787 | Yes |  | Irradiance_6787 |  | 0 | 0 | 0
10 | 10 | 19 | 6788 | Yes |  | Irradiance_6788 |  | 0 | 0 | 0
10 | 10 | 20 | 6789 | Yes |  | Irradiance_6789 |  | 0 | 0 | 0
10 | 10 | 21 | 6790 | Yes |  | Irradiance_6790 |  | 0 | 0 | 0
10 | 10 | 22 | 6791 | Yes |  | Irradiance_6791 |  | 0 | 0 | 0
10 | 10 | 23 | 6792 | Yes |  | Irradiance_6792 |  | 0 | 0 | 0
10 | 11 | 0 | 6793 | Yes |  | Irradiance_6793 |  | 0 | 0 | 0
10 | 11 | 1 | 6794 | Yes |  | Irradiance_6794 |  | 0 | 0 | 0
10 | 11 | 2 | 6795 | Yes |  | Irradiance_6795 |  | 0 | 0 | 0
10 | 11 | 3 | 6796 | Yes |  | Irradiance_6796 |  | 0 | 0 | 0
10 | 11 | 4 | 6797 | Yes |  | Irradiance_6797 |  | 0 | 0 | 0
10 | 11 | 5 | 6798 | Yes |  | Irradiance_6798 |  | 0 | 0 | 0
10 | 11 | 6 | 6799 | Yes |  | Irradiance_6799 |  | 0 | 15.768 | 1.3704
10 | 11 | 7 | 6800 | Yes |  | Irradiance_6800 |  | 0 | 115.102 | 15.0915
10 | 11 | 8 | 6801 | Yes |  | Irradiance_6801 |  | 0 | 246.786 | 33.4181
10 | 11 | 9 | 6802 | Yes |  | Irradiance_6802 |  | 0 | 377.018 | 51.161
10 | 11 | 10 | 6803 | Yes |  | Irradiance_6803 |  | 0 | 523.762 | 70.1381
10 | 11 | 11 | 6804 | Yes |  | Irradiance_6804 |  | 0 | 613.356 | 81.6118
10 | 11 | 12 | 6805 | Yes |  | Irradiance_6805 |  | 0 | 611.693 | 80.5904
10 | 11 | 13 | 6806 | Yes |  | Irradiance_6806 |  | 0 | 437.094 | 58.1909
10 | 11 | 14 | 6807 | Yes |  | Irradiance_6807 |  | 0 | 232.428 | 30.8326
10 | 11 | 15 | 6808 | Yes |  | Irradiance_6808 |  | 0 | 67.832 | 8.6381
10 | 11 | 16 | 6809 | Yes |  | Irradiance_6809 |  | 0 | 8.334 | 0.29392
10 | 11 | 17 | 6810 | Yes |  | Irradiance_6810 |  | 0 | 0 | 0
10 | 11 | 18 | 6811 | Yes |  | Irradiance_6811 |  | 0 | 0 | 0
10 | 11 | 19 | 6812 | Yes |  | Irradiance_6812 |  | 0 | 0 | 0
10 | 11 | 20 | 6813 | Yes |  | Irradiance_6813 |  | 0 | 0 | 0
10 | 11 | 21 | 6814 | Yes |  | Irradiance_6814 |  | 0 | 0 | 0
10 | 11 | 22 | 6815 | Yes |  | Irradiance_6815 |  | 0 | 0 | 0
10 | 11 | 23 | 6816 | Yes |  | Irradiance_6816 |  | 0 | 0 | 0
10 | 12 | 0 | 6817 | Yes |  | Irradiance_6817 |  | 0 | 0 | 0
10 | 12 | 1 | 6818 | Yes |  | Irradiance_6818 |  | 0 | 0 | 0
10 | 12 | 2 | 6819 | Yes |  | Irradiance_6819 |  | 0 | 0 | 0
10 | 12 | 3 | 6820 | Yes |  | Irradiance_6820 |  | 0 | 0 | 0
10 | 12 | 4 | 6821 | Yes |  | Irradiance_6821 |  | 0 | 0 | 0
10 | 12 | 5 | 6822 | Yes |  | Irradiance_6822 |  | 0 | 0 | 0
10 | 12 | 6 | 6823 | Yes |  | Irradiance_6823 |  | 0 | 10.188 | 0.60288
10 | 12 | 7 | 6824 | Yes |  | Irradiance_6824 |  | 0 | 56.99 | 7.4259
10 | 12 | 8 | 6825 | Yes |  | Irradiance_6825 |  | 0 | 114.522 | 15.7406
10 | 12 | 9 | 6826 | Yes |  | Irradiance_6826 |  | 0 | 164.212 | 22.825
10 | 12 | 10 | 6827 | Yes |  | Irradiance_6827 |  | 0 | 198.273 | 27.543
10 | 12 | 11 | 6828 | Yes |  | Irradiance_6828 |  | 0 | 207.758 | 28.8403
10 | 12 | 12 | 6829 | Yes |  | Irradiance_6829 |  | 0 | 192.115 | 26.6387
10 | 12 | 13 | 6830 | Yes |  | Irradiance_6830 |  | 0 | 154.787 | 21.3218
10 | 12 | 14 | 6831 | Yes |  | Irradiance_6831 |  | 0 | 100.287 | 13.553
10 | 12 | 15 | 6832 | Yes |  | Irradiance_6832 |  | 0 | 43.14 | 5.3851
10 | 12 | 16 | 6833 | Yes |  | Irradiance_6833 |  | 0 | 9.263 | 0.46656
10 | 12 | 17 | 6834 | Yes |  | Irradiance_6834 |  | 0 | 0 | 0
10 | 12 | 18 | 6835 | Yes |  | Irradiance_6835 |  | 0 | 0 | 0
10 | 12 | 19 | 6836 | Yes |  | Irradiance_6836 |  | 0 | 0 | 0
10 | 12 | 20 | 6837 | Yes |  | Irradiance_6837 |  | 0 | 0 | 0
10 | 12 | 21 | 6838 | Yes |  | Irradiance_6838 |  | 0 | 0 | 0
10 | 12 | 22 | 6839 | Yes |  | Irradiance_6839 |  | 0 | 0 | 0
10 | 12 | 23 | 6840 | Yes |  | Irradiance_6840 |  | 0 | 0 | 0
10 | 13 | 0 | 6841 | Yes |  | Irradiance_6841 |  | 0 | 0 | 0
10 | 13 | 1 | 6842 | Yes |  | Irradiance_6842 |  | 0 | 0 | 0
10 | 13 | 2 | 6843 | Yes |  | Irradiance_6843 |  | 0 | 0 | 0
10 | 13 | 3 | 6844 | Yes |  | Irradiance_6844 |  | 0 | 0 | 0
10 | 13 | 4 | 6845 | Yes |  | Irradiance_6845 |  | 0 | 0 | 0
10 | 13 | 5 | 6846 | Yes |  | Irradiance_6846 |  | 0 | 0 | 0
10 | 13 | 6 | 6847 | Yes |  | Irradiance_6847 |  | 0 | 16.703 | 1.5725
10 | 13 | 7 | 6848 | Yes |  | Irradiance_6848 |  | 0 | 90.721 | 12.1346
10 | 13 | 8 | 6849 | Yes |  | Irradiance_6849 |  | 0 | 112.61 | 15.4461
10 | 13 | 9 | 6850 | Yes |  | Irradiance_6850 |  | 0 | 68.87 | 9.0947
10 | 13 | 10 | 6851 | Yes |  | Irradiance_6851 |  | 0 | 156.262 | 21.4821
10 | 13 | 11 | 6852 | Yes |  | Irradiance_6852 |  | 0 | 257.315 | 35.3728
10 | 13 | 12 | 6853 | Yes |  | Irradiance_6853 |  | 0 | 315.147 | 42.9189
10 | 13 | 13 | 6854 | Yes |  | Irradiance_6854 |  | 0 | 402.386 | 54.1261
10 | 13 | 14 | 6855 | Yes |  | Irradiance_6855 |  | 0 | 329.863 | 43.5912
10 | 13 | 15 | 6856 | Yes |  | Irradiance_6856 |  | 0 | 128.593 | 16.4013
10 | 13 | 16 | 6857 | Yes |  | Irradiance_6857 |  | 0 | 12.056 | 0.84736
10 | 13 | 17 | 6858 | Yes |  | Irradiance_6858 |  | 0 | 0 | 0
10 | 13 | 18 | 6859 | Yes |  | Irradiance_6859 |  | 0 | 0 | 0
10 | 13 | 19 | 6860 | Yes |  | Irradiance_6860 |  | 0 | 0 | 0
10 | 13 | 20 | 6861 | Yes |  | Irradiance_6861 |  | 0 | 0 | 0
10 | 13 | 21 | 6862 | Yes |  | Irradiance_6862 |  | 0 | 0 | 0
10 | 13 | 22 | 6863 | Yes |  | Irradiance_6863 |  | 0 | 0 | 0
10 | 13 | 23 | 6864 | Yes |  | Irradiance_6864 |  | 0 | 0 | 0
10 | 14 | 0 | 6865 | Saturday |  | Irradiance_6865 |  | 0 | 0 | 0
10 | 14 | 1 | 6866 | Saturday |  | Irradiance_6866 |  | 0 | 0 | 0
10 | 14 | 2 | 6867 | Saturday |  | Irradiance_6867 |  | 0 | 0 | 0
10 | 14 | 3 | 6868 | Saturday |  | Irradiance_6868 |  | 0 | 0 | 0
10 | 14 | 4 | 6869 | Saturday |  | Irradiance_6869 |  | 0 | 0 | 0
10 | 14 | 5 | 6870 | Saturday |  | Irradiance_6870 |  | 0 | 0 | 0
10 | 14 | 6 | 6871 | Saturday |  | Irradiance_6871 |  | 0 | 12.978 | 1.0395
10 | 14 | 7 | 6872 | Saturday |  | Irradiance_6872 |  | 0 | 102.46 | 13.7434
10 | 14 | 8 | 6873 | Saturday |  | Irradiance_6873 |  | 0 | 253.296 | 34.6354
10 | 14 | 9 | 6874 | Saturday |  | Irradiance_6874 |  | 0 | 419.789 | 56.3643
10 | 14 | 10 | 6875 | Saturday |  | Irradiance_6875 |  | 0 | 552.114 | 73.1862
10 | 14 | 11 | 6876 | Saturday |  | Irradiance_6876 |  | 0 | 613.917 | 80.9074
10 | 14 | 12 | 6877 | Saturday |  | Irradiance_6877 |  | 0 | 597.108 | 78.1125
10 | 14 | 13 | 6878 | Saturday |  | Irradiance_6878 |  | 0 | 470.398 | 61.412
10 | 14 | 14 | 6879 | Saturday |  | Irradiance_6879 |  | 0 | 287.711 | 37.3864
10 | 14 | 15 | 6880 | Saturday |  | Irradiance_6880 |  | 0 | 104.215 | 13.1046
10 | 14 | 16 | 6881 | Saturday |  | Irradiance_6881 |  | 0 | 10.195 | 0.55904
10 | 14 | 17 | 6882 | Saturday |  | Irradiance_6882 |  | 0 | 0 | 0
10 | 14 | 18 | 6883 | Saturday |  | Irradiance_6883 |  | 0 | 0 | 0
10 | 14 | 19 | 6884 | Saturday |  | Irradiance_6884 |  | 0 | 0 | 0
10 | 14 | 20 | 6885 | Saturday |  | Irradiance_6885 |  | 0 | 0 | 0
10 | 14 | 21 | 6886 | Saturday |  | Irradiance_6886 |  | 0 | 0 | 0
10 | 14 | 22 | 6887 | Saturday |  | Irradiance_6887 |  | 0 | 0 | 0
10 | 14 | 23 | 6888 | Saturday |  | Irradiance_6888 |  | 0 | 0 | 0
10 | 15 | 0 | 6889 | Sunday |  | Irradiance_6889 |  | 0 | 0 | 0
10 | 15 | 1 | 6890 | Sunday |  | Irradiance_6890 |  | 0 | 0 | 0
10 | 15 | 2 | 6891 | Sunday |  | Irradiance_6891 |  | 0 | 0 | 0
10 | 15 | 3 | 6892 | Sunday |  | Irradiance_6892 |  | 0 | 0 | 0
10 | 15 | 4 | 6893 | Sunday |  | Irradiance_6893 |  | 0 | 0 | 0
10 | 15 | 5 | 6894 | Sunday |  | Irradiance_6894 |  | 0 | 0 | 0
10 | 15 | 6 | 6895 | Sunday |  | Irradiance_6895 |  | 0 | 12.049 | 0.9008
10 | 15 | 7 | 6896 | Sunday |  | Irradiance_6896 |  | 0 | 85.808 | 11.4517
10 | 15 | 8 | 6897 | Sunday |  | Irradiance_6897 |  | 0 | 180.238 | 24.5536
10 | 15 | 9 | 6898 | Sunday |  | Irradiance_6898 |  | 0 | 262.364 | 35.4085
10 | 15 | 10 | 6899 | Sunday |  | Irradiance_6899 |  | 0 | 497.693 | 65.7251
10 | 15 | 11 | 6900 | Sunday |  | Irradiance_6900 |  | 0 | 644.252 | 83.9072
10 | 15 | 12 | 6901 | Sunday |  | Irradiance_6901 |  | 0 | 652.675 | 83.9701
10 | 15 | 13 | 6902 | Sunday |  | Irradiance_6902 |  | 0 | 522.974 | 67.8802
10 | 15 | 14 | 6903 | Sunday |  | Irradiance_6903 |  | 0 | 338.307 | 43.5534
10 | 15 | 15 | 6904 | Sunday |  | Irradiance_6904 |  | 0 | 121.346 | 15.224
10 | 15 | 16 | 6905 | Sunday |  | Irradiance_6905 |  | 0 | 9.266 | 0.43392
10 | 15 | 17 | 6906 | Sunday |  | Irradiance_6906 |  | 0 | 0 | 0
10 | 15 | 18 | 6907 | Sunday |  | Irradiance_6907 |  | 0 | 0 | 0
10 | 15 | 19 | 6908 | Sunday |  | Irradiance_6908 |  | 0 | 0 | 0
10 | 15 | 20 | 6909 | Sunday |  | Irradiance_6909 |  | 0 | 0 | 0
10 | 15 | 21 | 6910 | Sunday |  | Irradiance_6910 |  | 0 | 0 | 0
10 | 15 | 22 | 6911 | Sunday |  | Irradiance_6911 |  | 0 | 0 | 0
10 | 15 | 23 | 6912 | Sunday |  | Irradiance_6912 |  | 0 | 0 | 0
10 | 16 | 0 | 6913 | Yes |  | Irradiance_6913 |  | 0 | 0 | 0
10 | 16 | 1 | 6914 | Yes |  | Irradiance_6914 |  | 0 | 0 | 0
10 | 16 | 2 | 6915 | Yes |  | Irradiance_6915 |  | 0 | 0 | 0
10 | 16 | 3 | 6916 | Yes |  | Irradiance_6916 |  | 0 | 0 | 0
10 | 16 | 4 | 6917 | Yes |  | Irradiance_6917 |  | 0 | 0 | 0
10 | 16 | 5 | 6918 | Yes |  | Irradiance_6918 |  | 0 | 0 | 0
10 | 16 | 6 | 6919 | Yes |  | Irradiance_6919 |  | 0 | 8.332 | 0.3328
10 | 16 | 7 | 6920 | Yes |  | Irradiance_6920 |  | 0 | 58.815 | 7.6578
10 | 16 | 8 | 6921 | Yes |  | Irradiance_6921 |  | 0 | 146.162 | 19.8118
10 | 16 | 9 | 6922 | Yes |  | Irradiance_6922 |  | 0 | 259.525 | 35.0414
10 | 16 | 10 | 6923 | Yes |  | Irradiance_6923 |  | 0 | 273.73 | 36.7859
10 | 16 | 11 | 6924 | Yes |  | Irradiance_6924 |  | 0 | 231.258 | 30.7874
10 | 16 | 12 | 6925 | Yes |  | Irradiance_6925 |  | 0 | 178.711 | 23.5488
10 | 16 | 13 | 6926 | Yes |  | Irradiance_6926 |  | 0 | 142.508 | 18.6966
10 | 16 | 14 | 6927 | Yes |  | Irradiance_6927 |  | 0 | 89.414 | 11.4698
10 | 16 | 15 | 6928 | Yes |  | Irradiance_6928 |  | 0 | 34.377 | 3.9176
10 | 16 | 16 | 6929 | Yes |  | Irradiance_6929 |  | 0 | 4.625 | 0
10 | 16 | 17 | 6930 | Yes |  | Irradiance_6930 |  | 0 | 0 | 0
10 | 16 | 18 | 6931 | Yes |  | Irradiance_6931 |  | 0 | 0 | 0
10 | 16 | 19 | 6932 | Yes |  | Irradiance_6932 |  | 0 | 0 | 0
10 | 16 | 20 | 6933 | Yes |  | Irradiance_6933 |  | 0 | 0 | 0
10 | 16 | 21 | 6934 | Yes |  | Irradiance_6934 |  | 0 | 0 | 0
10 | 16 | 22 | 6935 | Yes |  | Irradiance_6935 |  | 0 | 0 | 0
10 | 16 | 23 | 6936 | Yes |  | Irradiance_6936 |  | 0 | 0 | 0
10 | 17 | 0 | 6937 | Yes |  | Irradiance_6937 |  | 0 | 0 | 0
10 | 17 | 1 | 6938 | Yes |  | Irradiance_6938 |  | 0 | 0 | 0
10 | 17 | 2 | 6939 | Yes |  | Irradiance_6939 |  | 0 | 0 | 0
10 | 17 | 3 | 6940 | Yes |  | Irradiance_6940 |  | 0 | 0 | 0
10 | 17 | 4 | 6941 | Yes |  | Irradiance_6941 |  | 0 | 0 | 0
10 | 17 | 5 | 6942 | Yes |  | Irradiance_6942 |  | 0 | 0 | 0
10 | 17 | 6 | 6943 | Yes |  | Irradiance_6943 |  | 0 | 7.405 | 0.18496
10 | 17 | 7 | 6944 | Yes |  | Irradiance_6944 |  | 0 | 48.198 | 6.0949
10 | 17 | 8 | 6945 | Yes |  | Irradiance_6945 |  | 0 | 103.83 | 13.9795
10 | 17 | 9 | 6946 | Yes |  | Irradiance_6946 |  | 0 | 151.789 | 20.7238
10 | 17 | 10 | 6947 | Yes |  | Irradiance_6947 |  | 0 | 148.057 | 20.1986
10 | 17 | 11 | 6948 | Yes |  | Irradiance_6948 |  | 0 | 117.88 | 15.9557
10 | 17 | 12 | 6949 | Yes |  | Irradiance_6949 |  | 0 | 74.481 | 9.8304
10 | 17 | 13 | 6950 | Yes |  | Irradiance_6950 |  | 0 | 59.525 | 7.7555
10 | 17 | 14 | 6951 | Yes |  | Irradiance_6951 |  | 0 | 38.071 | 4.6579
10 | 17 | 15 | 6952 | Yes |  | Irradiance_6952 |  | 0 | 14.822 | 1.2792
10 | 17 | 16 | 6953 | Yes |  | Irradiance_6953 |  | 0 | 1.848 | 0
10 | 17 | 17 | 6954 | Yes |  | Irradiance_6954 |  | 0 | 0 | 0
10 | 17 | 18 | 6955 | Yes |  | Irradiance_6955 |  | 0 | 0 | 0
10 | 17 | 19 | 6956 | Yes |  | Irradiance_6956 |  | 0 | 0 | 0
10 | 17 | 20 | 6957 | Yes |  | Irradiance_6957 |  | 0 | 0 | 0
10 | 17 | 21 | 6958 | Yes |  | Irradiance_6958 |  | 0 | 0 | 0
10 | 17 | 22 | 6959 | Yes |  | Irradiance_6959 |  | 0 | 0 | 0
10 | 17 | 23 | 6960 | Yes |  | Irradiance_6960 |  | 0 | 0 | 0
10 | 18 | 0 | 6961 | Yes |  | Irradiance_6961 |  | 0 | 0 | 0
10 | 18 | 1 | 6962 | Yes |  | Irradiance_6962 |  | 0 | 0 | 0
10 | 18 | 2 | 6963 | Yes |  | Irradiance_6963 |  | 0 | 0 | 0
10 | 18 | 3 | 6964 | Yes |  | Irradiance_6964 |  | 0 | 0 | 0
10 | 18 | 4 | 6965 | Yes |  | Irradiance_6965 |  | 0 | 0 | 0
10 | 18 | 5 | 6966 | Yes |  | Irradiance_6966 |  | 0 | 0 | 0
10 | 18 | 6 | 6967 | Yes |  | Irradiance_6967 |  | 0 | 3.698 | 0
10 | 18 | 7 | 6968 | Yes |  | Irradiance_6968 |  | 0 | 29.7 | 3.4622
10 | 18 | 8 | 6969 | Yes |  | Irradiance_6969 |  | 0 | 82.366 | 11.0477
10 | 18 | 9 | 6970 | Yes |  | Irradiance_6970 |  | 0 | 149.601 | 20.5947
10 | 18 | 10 | 6971 | Yes |  | Irradiance_6971 |  | 0 | 357.331 | 49.0995
10 | 18 | 11 | 6972 | Yes |  | Irradiance_6972 |  | 0 | 511.465 | 69.9606
10 | 18 | 12 | 6973 | Yes |  | Irradiance_6973 |  | 0 | 568.292 | 76.4958
10 | 18 | 13 | 6974 | Yes |  | Irradiance_6974 |  | 0 | 457.678 | 61.4824
10 | 18 | 14 | 6975 | Yes |  | Irradiance_6975 |  | 0 | 306.836 | 40.6691
10 | 18 | 15 | 6976 | Yes |  | Irradiance_6976 |  | 0 | 101.292 | 12.9637
10 | 18 | 16 | 6977 | Yes |  | Irradiance_6977 |  | 0 | 6.48 | 0.05664
10 | 18 | 17 | 6978 | Yes |  | Irradiance_6978 |  | 0 | 0 | 0
10 | 18 | 18 | 6979 | Yes |  | Irradiance_6979 |  | 0 | 0 | 0
10 | 18 | 19 | 6980 | Yes |  | Irradiance_6980 |  | 0 | 0 | 0
10 | 18 | 20 | 6981 | Yes |  | Irradiance_6981 |  | 0 | 0 | 0
10 | 18 | 21 | 6982 | Yes |  | Irradiance_6982 |  | 0 | 0 | 0
10 | 18 | 22 | 6983 | Yes |  | Irradiance_6983 |  | 0 | 0 | 0
10 | 18 | 23 | 6984 | Yes |  | Irradiance_6984 |  | 0 | 0 | 0
10 | 19 | 0 | 6985 | Yes |  | Irradiance_6985 |  | 0 | 0 | 0
10 | 19 | 1 | 6986 | Yes |  | Irradiance_6986 |  | 0 | 0 | 0
10 | 19 | 2 | 6987 | Yes |  | Irradiance_6987 |  | 0 | 0 | 0
10 | 19 | 3 | 6988 | Yes |  | Irradiance_6988 |  | 0 | 0 | 0
10 | 19 | 4 | 6989 | Yes |  | Irradiance_6989 |  | 0 | 0 | 0
10 | 19 | 5 | 6990 | Yes |  | Irradiance_6990 |  | 0 | 0 | 0
10 | 19 | 6 | 6991 | Yes |  | Irradiance_6991 |  | 0 | 6.478 | 0.05984
10 | 19 | 7 | 6992 | Yes |  | Irradiance_6992 |  | 0 | 44.232 | 5.5445
10 | 19 | 8 | 6993 | Yes |  | Irradiance_6993 |  | 0 | 98.862 | 13.3536
10 | 19 | 9 | 6994 | Yes |  | Irradiance_6994 |  | 0 | 147.984 | 20.2203
10 | 19 | 10 | 6995 | Yes |  | Irradiance_6995 |  | 0 | 179.898 | 24.6053
10 | 19 | 11 | 6996 | Yes |  | Irradiance_6996 |  | 0 | 188.232 | 25.6446
10 | 19 | 12 | 6997 | Yes |  | Irradiance_6997 |  | 0 | 171.948 | 23.2878
10 | 19 | 13 | 6998 | Yes |  | Irradiance_6998 |  | 0 | 134.353 | 17.975
10 | 19 | 14 | 6999 | Yes |  | Irradiance_6999 |  | 0 | 82.565 | 10.8086
10 | 19 | 15 | 7000 | Yes |  | Irradiance_7000 |  | 0 | 29.719 | 3.3229
10 | 19 | 16 | 7001 | Yes |  | Irradiance_7001 |  | 0 | 2.859 | 0
10 | 19 | 17 | 7002 | Yes |  | Irradiance_7002 |  | 0 | 0 | 0
10 | 19 | 18 | 7003 | Yes |  | Irradiance_7003 |  | 0 | 0 | 0
10 | 19 | 19 | 7004 | Yes |  | Irradiance_7004 |  | 0 | 0 | 0
10 | 19 | 20 | 7005 | Yes |  | Irradiance_7005 |  | 0 | 0 | 0
10 | 19 | 21 | 7006 | Yes |  | Irradiance_7006 |  | 0 | 0 | 0
10 | 19 | 22 | 7007 | Yes |  | Irradiance_7007 |  | 0 | 0 | 0
10 | 19 | 23 | 7008 | Yes |  | Irradiance_7008 |  | 0 | 0 | 0
10 | 20 | 0 | 7009 | Yes |  | Irradiance_7009 |  | 0 | 0 | 0
10 | 20 | 1 | 7010 | Yes |  | Irradiance_7010 |  | 0 | 0 | 0
10 | 20 | 2 | 7011 | Yes |  | Irradiance_7011 |  | 0 | 0 | 0
10 | 20 | 3 | 7012 | Yes |  | Irradiance_7012 |  | 0 | 0 | 0
10 | 20 | 4 | 7013 | Yes |  | Irradiance_7013 |  | 0 | 0 | 0
10 | 20 | 5 | 7014 | Yes |  | Irradiance_7014 |  | 0 | 0 | 0
10 | 20 | 6 | 7015 | Yes |  | Irradiance_7015 |  | 0 | 6.478 | 0.05888
10 | 20 | 7 | 7016 | Yes |  | Irradiance_7016 |  | 0 | 57.643 | 7.5202
10 | 20 | 8 | 7017 | Yes |  | Irradiance_7017 |  | 0 | 185.35 | 25.6538
10 | 20 | 9 | 7018 | Yes |  | Irradiance_7018 |  | 0 | 341.769 | 47.4117
10 | 20 | 10 | 7019 | Yes |  | Irradiance_7019 |  | 0 | 345.505 | 47.8174
10 | 20 | 11 | 7020 | Yes |  | Irradiance_7020 |  | 0 | 276.994 | 38.3064
10 | 20 | 12 | 7021 | Yes |  | Irradiance_7021 |  | 0 | 171.166 | 23.5662
10 | 20 | 13 | 7022 | Yes |  | Irradiance_7022 |  | 0 | 290.977 | 39.924
10 | 20 | 14 | 7023 | Yes |  | Irradiance_7023 |  | 0 | 252.581 | 34.2392
10 | 20 | 15 | 7024 | Yes |  | Irradiance_7024 |  | 0 | 87.63 | 11.4034
10 | 20 | 16 | 7025 | Yes |  | Irradiance_7025 |  | 0 | 5.719 | 0
10 | 20 | 17 | 7026 | Yes |  | Irradiance_7026 |  | 0 | 0 | 0
10 | 20 | 18 | 7027 | Yes |  | Irradiance_7027 |  | 0 | 0 | 0
10 | 20 | 19 | 7028 | Yes |  | Irradiance_7028 |  | 0 | 0 | 0
10 | 20 | 20 | 7029 | Yes |  | Irradiance_7029 |  | 0 | 0 | 0
10 | 20 | 21 | 7030 | Yes |  | Irradiance_7030 |  | 0 | 0 | 0
10 | 20 | 22 | 7031 | Yes |  | Irradiance_7031 |  | 0 | 0 | 0
10 | 20 | 23 | 7032 | Yes |  | Irradiance_7032 |  | 0 | 0 | 0
10 | 21 | 0 | 7033 | Saturday |  | Irradiance_7033 |  | 0 | 0 | 0
10 | 21 | 1 | 7034 | Saturday |  | Irradiance_7034 |  | 0 | 0 | 0
10 | 21 | 2 | 7035 | Saturday |  | Irradiance_7035 |  | 0 | 0 | 0
10 | 21 | 3 | 7036 | Saturday |  | Irradiance_7036 |  | 0 | 0 | 0
10 | 21 | 4 | 7037 | Saturday |  | Irradiance_7037 |  | 0 | 0 | 0
10 | 21 | 5 | 7038 | Saturday |  | Irradiance_7038 |  | 0 | 0 | 0
10 | 21 | 6 | 7039 | Saturday |  | Irradiance_7039 |  | 0 | 8.334 | 0.3456
10 | 21 | 7 | 7040 | Saturday |  | Irradiance_7040 |  | 0 | 63.771 | 8.4989
10 | 21 | 8 | 7041 | Saturday |  | Irradiance_7041 |  | 0 | 160.435 | 22.3531
10 | 21 | 9 | 7042 | Saturday |  | Irradiance_7042 |  | 0 | 241.236 | 33.7635
10 | 21 | 10 | 7043 | Saturday |  | Irradiance_7043 |  | 0 | 341.906 | 47.6341
10 | 21 | 11 | 7044 | Saturday |  | Irradiance_7044 |  | 0 | 390.087 | 54.4024
10 | 21 | 12 | 7045 | Saturday |  | Irradiance_7045 |  | 0 | 380.825 | 53.0288
10 | 21 | 13 | 7046 | Saturday |  | Irradiance_7046 |  | 0 | 259.859 | 36.1146
10 | 21 | 14 | 7047 | Saturday |  | Irradiance_7047 |  | 0 | 108.639 | 14.8923
10 | 21 | 15 | 7048 | Saturday |  | Irradiance_7048 |  | 0 | 25.994 | 2.9237
10 | 21 | 16 | 7049 | Saturday |  | Irradiance_7049 |  | 0 | 1.906 | 0
10 | 21 | 17 | 7050 | Saturday |  | Irradiance_7050 |  | 0 | 0 | 0
10 | 21 | 18 | 7051 | Saturday |  | Irradiance_7051 |  | 0 | 0 | 0
10 | 21 | 19 | 7052 | Saturday |  | Irradiance_7052 |  | 0 | 0 | 0
10 | 21 | 20 | 7053 | Saturday |  | Irradiance_7053 |  | 0 | 0 | 0
10 | 21 | 21 | 7054 | Saturday |  | Irradiance_7054 |  | 0 | 0 | 0
10 | 21 | 22 | 7055 | Saturday |  | Irradiance_7055 |  | 0 | 0 | 0
10 | 21 | 23 | 7056 | Saturday |  | Irradiance_7056 |  | 0 | 0 | 0
10 | 22 | 0 | 7057 | Sunday |  | Irradiance_7057 |  | 0 | 0 | 0
10 | 22 | 1 | 7058 | Sunday |  | Irradiance_7058 |  | 0 | 0 | 0
10 | 22 | 2 | 7059 | Sunday |  | Irradiance_7059 |  | 0 | 0 | 0
10 | 22 | 3 | 7060 | Sunday |  | Irradiance_7060 |  | 0 | 0 | 0
10 | 22 | 4 | 7061 | Sunday |  | Irradiance_7061 |  | 0 | 0 | 0
10 | 22 | 5 | 7062 | Sunday |  | Irradiance_7062 |  | 0 | 0 | 0
10 | 22 | 6 | 7063 | Sunday |  | Irradiance_7063 |  | 0 | 10.194 | 0.63856
10 | 22 | 7 | 7064 | Sunday |  | Irradiance_7064 |  | 0 | 101.685 | 13.7858
10 | 22 | 8 | 7065 | Sunday |  | Irradiance_7065 |  | 0 | 208.74 | 29.3149
10 | 22 | 9 | 7066 | Sunday |  | Irradiance_7066 |  | 0 | 241.167 | 33.8768
10 | 22 | 10 | 7067 | Sunday |  | Irradiance_7067 |  | 0 | 337.526 | 47.0301
10 | 22 | 11 | 7068 | Sunday |  | Irradiance_7068 |  | 0 | 385.493 | 53.0699
10 | 22 | 12 | 7069 | Sunday |  | Irradiance_7069 |  | 0 | 377.073 | 51.7901
10 | 22 | 13 | 7070 | Sunday |  | Irradiance_7070 |  | 0 | 278.39 | 38.4038
10 | 22 | 14 | 7071 | Sunday |  | Irradiance_7071 |  | 0 | 142.529 | 19.3269
10 | 22 | 15 | 7072 | Sunday |  | Irradiance_7072 |  | 0 | 36.512 | 4.4712
10 | 22 | 16 | 7073 | Sunday |  | Irradiance_7073 |  | 0 | 2.859 | 0
10 | 22 | 17 | 7074 | Sunday |  | Irradiance_7074 |  | 0 | 0 | 0
10 | 22 | 18 | 7075 | Sunday |  | Irradiance_7075 |  | 0 | 0 | 0
10 | 22 | 19 | 7076 | Sunday |  | Irradiance_7076 |  | 0 | 0 | 0
10 | 22 | 20 | 7077 | Sunday |  | Irradiance_7077 |  | 0 | 0 | 0
10 | 22 | 21 | 7078 | Sunday |  | Irradiance_7078 |  | 0 | 0 | 0
10 | 22 | 22 | 7079 | Sunday |  | Irradiance_7079 |  | 0 | 0 | 0
10 | 22 | 23 | 7080 | Sunday |  | Irradiance_7080 |  | 0 | 0 | 0
10 | 23 | 0 | 7081 | Yes |  | Irradiance_7081 |  | 0 | 0 | 0
10 | 23 | 1 | 7082 | Yes |  | Irradiance_7082 |  | 0 | 0 | 0
10 | 23 | 2 | 7083 | Yes |  | Irradiance_7083 |  | 0 | 0 | 0
10 | 23 | 3 | 7084 | Yes |  | Irradiance_7084 |  | 0 | 0 | 0
10 | 23 | 4 | 7085 | Yes |  | Irradiance_7085 |  | 0 | 0 | 0
10 | 23 | 5 | 7086 | Yes |  | Irradiance_7086 |  | 0 | 0 | 0
10 | 23 | 6 | 7087 | Yes |  | Irradiance_7087 |  | 0 | 1.848 | 0
10 | 23 | 7 | 7088 | Yes |  | Irradiance_7088 |  | 0 | 16.679 | 1.5742
10 | 23 | 8 | 7089 | Yes |  | Irradiance_7089 |  | 0 | 39.003 | 4.861
10 | 23 | 9 | 7090 | Yes |  | Irradiance_7090 |  | 0 | 58.591 | 7.6955
10 | 23 | 10 | 7091 | Yes |  | Irradiance_7091 |  | 0 | 70.739 | 9.463
10 | 23 | 11 | 7092 | Yes |  | Irradiance_7092 |  | 0 | 73.545 | 9.8702
10 | 23 | 12 | 7093 | Yes |  | Irradiance_7093 |  | 0 | 67.934 | 9.0109
10 | 23 | 13 | 7094 | Yes |  | Irradiance_7094 |  | 0 | 52.99 | 6.8429
10 | 23 | 14 | 7095 | Yes |  | Irradiance_7095 |  | 0 | 32.485 | 3.8589
10 | 23 | 15 | 7096 | Yes |  | Irradiance_7096 |  | 0 | 10.183 | 0.60544
10 | 23 | 16 | 7097 | Yes |  | Irradiance_7097 |  | 0 | 0.953 | 0
10 | 23 | 17 | 7098 | Yes |  | Irradiance_7098 |  | 0 | 0 | 0
10 | 23 | 18 | 7099 | Yes |  | Irradiance_7099 |  | 0 | 0 | 0
10 | 23 | 19 | 7100 | Yes |  | Irradiance_7100 |  | 0 | 0 | 0
10 | 23 | 20 | 7101 | Yes |  | Irradiance_7101 |  | 0 | 0 | 0
10 | 23 | 21 | 7102 | Yes |  | Irradiance_7102 |  | 0 | 0 | 0
10 | 23 | 22 | 7103 | Yes |  | Irradiance_7103 |  | 0 | 0 | 0
10 | 23 | 23 | 7104 | Yes |  | Irradiance_7104 |  | 0 | 0 | 0
10 | 24 | 0 | 7105 | Yes |  | Irradiance_7105 |  | 0 | 0 | 0
10 | 24 | 1 | 7106 | Yes |  | Irradiance_7106 |  | 0 | 0 | 0
10 | 24 | 2 | 7107 | Yes |  | Irradiance_7107 |  | 0 | 0 | 0
10 | 24 | 3 | 7108 | Yes |  | Irradiance_7108 |  | 0 | 0 | 0
10 | 24 | 4 | 7109 | Yes |  | Irradiance_7109 |  | 0 | 0 | 0
10 | 24 | 5 | 7110 | Yes |  | Irradiance_7110 |  | 0 | 0 | 0
10 | 24 | 6 | 7111 | Yes |  | Irradiance_7111 |  | 0 | 10.196 | 0.67488
10 | 24 | 7 | 7112 | Yes |  | Irradiance_7112 |  | 0 | 109.529 | 15.3026
10 | 24 | 8 | 7113 | Yes |  | Irradiance_7113 |  | 0 | 331.427 | 45.8429
10 | 24 | 9 | 7114 | Yes |  | Irradiance_7114 |  | 0 | 508.222 | 68.6459
10 | 24 | 10 | 7115 | Yes |  | Irradiance_7115 |  | 0 | 609.483 | 80.5222
10 | 24 | 11 | 7116 | Yes |  | Irradiance_7116 |  | 0 | 591.221 | 78.6333
10 | 24 | 12 | 7117 | Yes |  | Irradiance_7117 |  | 0 | 482.407 | 64.8203
10 | 24 | 13 | 7118 | Yes |  | Irradiance_7118 |  | 0 | 313.058 | 42.3736
10 | 24 | 14 | 7119 | Yes |  | Irradiance_7119 |  | 0 | 152.196 | 20.4926
10 | 24 | 15 | 7120 | Yes |  | Irradiance_7120 |  | 0 | 31.359 | 3.677
10 | 24 | 16 | 7121 | Yes |  | Irradiance_7121 |  | 0 | 1.906 | 0
10 | 24 | 17 | 7122 | Yes |  | Irradiance_7122 |  | 0 | 0 | 0
10 | 24 | 18 | 7123 | Yes |  | Irradiance_7123 |  | 0 | 0 | 0
10 | 24 | 19 | 7124 | Yes |  | Irradiance_7124 |  | 0 | 0 | 0
10 | 24 | 20 | 7125 | Yes |  | Irradiance_7125 |  | 0 | 0 | 0
10 | 24 | 21 | 7126 | Yes |  | Irradiance_7126 |  | 0 | 0 | 0
10 | 24 | 22 | 7127 | Yes |  | Irradiance_7127 |  | 0 | 0 | 0
10 | 24 | 23 | 7128 | Yes |  | Irradiance_7128 |  | 0 | 0 | 0
10 | 25 | 0 | 7129 | Yes |  | Irradiance_7129 |  | 0 | 0 | 0
10 | 25 | 1 | 7130 | Yes |  | Irradiance_7130 |  | 0 | 0 | 0
10 | 25 | 2 | 7131 | Yes |  | Irradiance_7131 |  | 0 | 0 | 0
10 | 25 | 3 | 7132 | Yes |  | Irradiance_7132 |  | 0 | 0 | 0
10 | 25 | 4 | 7133 | Yes |  | Irradiance_7133 |  | 0 | 0 | 0
10 | 25 | 5 | 7134 | Yes |  | Irradiance_7134 |  | 0 | 0 | 0
10 | 25 | 6 | 7135 | Yes |  | Irradiance_7135 |  | 0 | 5.552 | 0
10 | 25 | 7 | 7136 | Yes |  | Irradiance_7136 |  | 0 | 108.263 | 14.481
10 | 25 | 8 | 7137 | Yes |  | Irradiance_7137 |  | 0 | 280.183 | 38.6232
10 | 25 | 9 | 7138 | Yes |  | Irradiance_7138 |  | 0 | 484.626 | 65.7931
10 | 25 | 10 | 7139 | Yes |  | Irradiance_7139 |  | 0 | 601.662 | 78.3896
10 | 25 | 11 | 7140 | Yes |  | Irradiance_7140 |  | 0 | 631.923 | 81.8507
10 | 25 | 12 | 7141 | Yes |  | Irradiance_7141 |  | 0 | 539.574 | 71.7362
10 | 25 | 13 | 7142 | Yes |  | Irradiance_7142 |  | 0 | 395.121 | 53.1046
10 | 25 | 14 | 7143 | Yes |  | Irradiance_7143 |  | 0 | 198.444 | 26.8064
10 | 25 | 15 | 7144 | Yes |  | Irradiance_7144 |  | 0 | 37.618 | 4.6304
10 | 25 | 16 | 7145 | Yes |  | Irradiance_7145 |  | 0 | 1.906 | 0
10 | 25 | 17 | 7146 | Yes |  | Irradiance_7146 |  | 0 | 0 | 0
10 | 25 | 18 | 7147 | Yes |  | Irradiance_7147 |  | 0 | 0 | 0
10 | 25 | 19 | 7148 | Yes |  | Irradiance_7148 |  | 0 | 0 | 0
10 | 25 | 20 | 7149 | Yes |  | Irradiance_7149 |  | 0 | 0 | 0
10 | 25 | 21 | 7150 | Yes |  | Irradiance_7150 |  | 0 | 0 | 0
10 | 25 | 22 | 7151 | Yes |  | Irradiance_7151 |  | 0 | 0 | 0
10 | 25 | 23 | 7152 | Yes |  | Irradiance_7152 |  | 0 | 0 | 0
10 | 26 | 0 | 7153 | Yes |  | Irradiance_7153 |  | 0 | 0 | 0
10 | 26 | 1 | 7154 | Yes |  | Irradiance_7154 |  | 0 | 0 | 0
10 | 26 | 2 | 7155 | Yes |  | Irradiance_7155 |  | 0 | 0 | 0
10 | 26 | 3 | 7156 | Yes |  | Irradiance_7156 |  | 0 | 0 | 0
10 | 26 | 4 | 7157 | Yes |  | Irradiance_7157 |  | 0 | 0 | 0
10 | 26 | 5 | 7158 | Yes |  | Irradiance_7158 |  | 0 | 0 | 0
10 | 26 | 6 | 7159 | Yes |  | Irradiance_7159 |  | 0 | 3.698 | 0
10 | 26 | 7 | 7160 | Yes |  | Irradiance_7160 |  | 0 | 33.449 | 4.0432
10 | 26 | 8 | 7161 | Yes |  | Irradiance_7161 |  | 0 | 85.227 | 11.6242
10 | 26 | 9 | 7162 | Yes |  | Irradiance_7162 |  | 0 | 130.951 | 18.3294
10 | 26 | 10 | 7163 | Yes |  | Irradiance_7163 |  | 0 | 129.552 | 18.0432
10 | 26 | 11 | 7164 | Yes |  | Irradiance_7164 |  | 0 | 103.337 | 14.2536
10 | 26 | 12 | 7165 | Yes |  | Irradiance_7165 |  | 0 | 64.196 | 8.5498
10 | 26 | 13 | 7166 | Yes |  | Irradiance_7166 |  | 0 | 49.258 | 6.3627
10 | 26 | 14 | 7167 | Yes |  | Irradiance_7167 |  | 0 | 29.693 | 3.4698
10 | 26 | 15 | 7168 | Yes |  | Irradiance_7168 |  | 0 | 8.329 | 0.3344
10 | 26 | 16 | 7169 | Yes |  | Irradiance_7169 |  | 0 | 0 | 0
10 | 26 | 17 | 7170 | Yes |  | Irradiance_7170 |  | 0 | 0 | 0
10 | 26 | 18 | 7171 | Yes |  | Irradiance_7171 |  | 0 | 0 | 0
10 | 26 | 19 | 7172 | Yes |  | Irradiance_7172 |  | 0 | 0 | 0
10 | 26 | 20 | 7173 | Yes |  | Irradiance_7173 |  | 0 | 0 | 0
10 | 26 | 21 | 7174 | Yes |  | Irradiance_7174 |  | 0 | 0 | 0
10 | 26 | 22 | 7175 | Yes |  | Irradiance_7175 |  | 0 | 0 | 0
10 | 26 | 23 | 7176 | Yes |  | Irradiance_7176 |  | 0 | 0 | 0
10 | 27 | 0 | 7177 | Yes |  | Irradiance_7177 |  | 0 | 0 | 0
10 | 27 | 1 | 7178 | Yes |  | Irradiance_7178 |  | 0 | 0 | 0
10 | 27 | 2 | 7179 | Yes |  | Irradiance_7179 |  | 0 | 0 | 0
10 | 27 | 3 | 7180 | Yes |  | Irradiance_7180 |  | 0 | 0 | 0
10 | 27 | 4 | 7181 | Yes |  | Irradiance_7181 |  | 0 | 0 | 0
10 | 27 | 5 | 7182 | Yes |  | Irradiance_7182 |  | 0 | 0 | 0
10 | 27 | 6 | 7183 | Yes |  | Irradiance_7183 |  | 0 | 3.698 | 0
10 | 27 | 7 | 7184 | Yes |  | Irradiance_7184 |  | 0 | 31.584 | 3.6872
10 | 27 | 8 | 7185 | Yes |  | Irradiance_7185 |  | 0 | 82.137 | 10.9651
10 | 27 | 9 | 7186 | Yes |  | Irradiance_7186 |  | 0 | 127.884 | 17.476
10 | 27 | 10 | 7187 | Yes |  | Irradiance_7187 |  | 0 | 392.432 | 53.7149
10 | 27 | 11 | 7188 | Yes |  | Irradiance_7188 |  | 0 | 554.785 | 74.5168
10 | 27 | 12 | 7189 | Yes |  | Irradiance_7189 |  | 0 | 568.94 | 75.4341
10 | 27 | 13 | 7190 | Yes |  | Irradiance_7190 |  | 0 | 437.88 | 57.9157
10 | 27 | 14 | 7191 | Yes |  | Irradiance_7191 |  | 0 | 261.33 | 34.0821
10 | 27 | 15 | 7192 | Yes |  | Irradiance_7192 |  | 0 | 57.912 | 7.0413
10 | 27 | 16 | 7193 | Yes |  | Irradiance_7193 |  | 0 | 0.953 | 0
10 | 27 | 17 | 7194 | Yes |  | Irradiance_7194 |  | 0 | 0 | 0
10 | 27 | 18 | 7195 | Yes |  | Irradiance_7195 |  | 0 | 0 | 0
10 | 27 | 19 | 7196 | Yes |  | Irradiance_7196 |  | 0 | 0 | 0
10 | 27 | 20 | 7197 | Yes |  | Irradiance_7197 |  | 0 | 0 | 0
10 | 27 | 21 | 7198 | Yes |  | Irradiance_7198 |  | 0 | 0 | 0
10 | 27 | 22 | 7199 | Yes |  | Irradiance_7199 |  | 0 | 0 | 0
10 | 27 | 23 | 7200 | Yes |  | Irradiance_7200 |  | 0 | 0 | 0
10 | 28 | 0 | 7201 | Saturday |  | Irradiance_7201 |  | 0 | 0 | 0
10 | 28 | 1 | 7202 | Saturday |  | Irradiance_7202 |  | 0 | 0 | 0
10 | 28 | 2 | 7203 | Saturday |  | Irradiance_7203 |  | 0 | 0 | 0
10 | 28 | 3 | 7204 | Saturday |  | Irradiance_7204 |  | 0 | 0 | 0
10 | 28 | 4 | 7205 | Saturday |  | Irradiance_7205 |  | 0 | 0 | 0
10 | 28 | 5 | 7206 | Saturday |  | Irradiance_7206 |  | 0 | 0 | 0
10 | 28 | 6 | 7207 | Saturday |  | Irradiance_7207 |  | 0 | 6.481 | 0.05712
10 | 28 | 7 | 7208 | Saturday |  | Irradiance_7208 |  | 0 | 103.538 | 13.2352
10 | 28 | 8 | 7209 | Saturday |  | Irradiance_7209 |  | 0 | 200.034 | 27.0221
10 | 28 | 9 | 7210 | Saturday |  | Irradiance_7210 |  | 0 | 218.477 | 29.8736
10 | 28 | 10 | 7211 | Saturday |  | Irradiance_7211 |  | 0 | 452.702 | 61.2072
10 | 28 | 11 | 7212 | Saturday |  | Irradiance_7212 |  | 0 | 587.328 | 78.4894
10 | 28 | 12 | 7213 | Saturday |  | Irradiance_7213 |  | 0 | 570.156 | 76.0278
10 | 28 | 13 | 7214 | Saturday |  | Irradiance_7214 |  | 0 | 435.145 | 58.1317
10 | 28 | 14 | 7215 | Saturday |  | Irradiance_7215 |  | 0 | 257.086 | 33.9789
10 | 28 | 15 | 7216 | Saturday |  | Irradiance_7216 |  | 0 | 49.506 | 5.9862
10 | 28 | 16 | 7217 | Saturday |  | Irradiance_7217 |  | 0 | 0.953 | 0
10 | 28 | 17 | 7218 | Saturday |  | Irradiance_7218 |  | 0 | 0 | 0
10 | 28 | 18 | 7219 | Saturday |  | Irradiance_7219 |  | 0 | 0 | 0
10 | 28 | 19 | 7220 | Saturday |  | Irradiance_7220 |  | 0 | 0 | 0
10 | 28 | 20 | 7221 | Saturday |  | Irradiance_7221 |  | 0 | 0 | 0
10 | 28 | 21 | 7222 | Saturday |  | Irradiance_7222 |  | 0 | 0 | 0
10 | 28 | 22 | 7223 | Saturday |  | Irradiance_7223 |  | 0 | 0 | 0
10 | 28 | 23 | 7224 | Saturday |  | Irradiance_7224 |  | 0 | 0 | 0
10 | 29 | 0 | 7225 | Sunday |  | Irradiance_7225 |  | 0 | 0 | 0
10 | 29 | 1 | 7226 | Sunday |  | Irradiance_7226 |  | 0 | 0 | 0
10 | 29 | 2 | 7227 | Sunday |  | Irradiance_7227 |  | 0 | 0 | 0
10 | 29 | 3 | 7228 | Sunday |  | Irradiance_7228 |  | 0 | 0 | 0
10 | 29 | 4 | 7229 | Sunday |  | Irradiance_7229 |  | 0 | 0 | 0
10 | 29 | 5 | 7230 | Sunday |  | Irradiance_7230 |  | 0 | 0 | 0
10 | 29 | 6 | 7231 | Sunday |  | Irradiance_7231 |  | 0 | 0.953 | 0
10 | 29 | 7 | 7232 | Sunday |  | Irradiance_7232 |  | 0 | 12.966 | 1.0472
10 | 29 | 8 | 7233 | Sunday |  | Irradiance_7233 |  | 0 | 33.415 | 4.0722
10 | 29 | 9 | 7234 | Sunday |  | Irradiance_7234 |  | 0 | 52.057 | 6.8218
10 | 29 | 10 | 7235 | Sunday |  | Irradiance_7235 |  | 0 | 64.196 | 8.5955
10 | 29 | 11 | 7236 | Sunday |  | Irradiance_7236 |  | 0 | 66.999 | 9.005
10 | 29 | 12 | 7237 | Sunday |  | Irradiance_7237 |  | 0 | 61.393 | 8.1829
10 | 29 | 13 | 7238 | Sunday |  | Irradiance_7238 |  | 0 | 67.721 | 9.1109
10 | 29 | 14 | 7239 | Sunday |  | Irradiance_7239 |  | 0 | 49.87 | 6.5205
10 | 29 | 15 | 7240 | Sunday |  | Irradiance_7240 |  | 0 | 14.832 | 1.323
10 | 29 | 16 | 7241 | Sunday |  | Irradiance_7241 |  | 0 | 0 | 0
10 | 29 | 17 | 7242 | Sunday |  | Irradiance_7242 |  | 0 | 0 | 0
10 | 29 | 18 | 7243 | Sunday |  | Irradiance_7243 |  | 0 | 0 | 0
10 | 29 | 19 | 7244 | Sunday |  | Irradiance_7244 |  | 0 | 0 | 0
10 | 29 | 20 | 7245 | Sunday |  | Irradiance_7245 |  | 0 | 0 | 0
10 | 29 | 21 | 7246 | Sunday |  | Irradiance_7246 |  | 0 | 0 | 0
10 | 29 | 22 | 7247 | Sunday |  | Irradiance_7247 |  | 0 | 0 | 0
10 | 29 | 23 | 7248 | Sunday |  | Irradiance_7248 |  | 0 | 0 | 0
10 | 30 | 0 | 7249 | Yes |  | Irradiance_7249 |  | 0 | 0 | 0
10 | 30 | 1 | 7250 | Yes |  | Irradiance_7250 |  | 0 | 0 | 0
10 | 30 | 2 | 7251 | Yes |  | Irradiance_7251 |  | 0 | 0 | 0
10 | 30 | 3 | 7252 | Yes |  | Irradiance_7252 |  | 0 | 0 | 0
10 | 30 | 4 | 7253 | Yes |  | Irradiance_7253 |  | 0 | 0 | 0
10 | 30 | 5 | 7254 | Yes |  | Irradiance_7254 |  | 0 | 0 | 0
10 | 30 | 6 | 7255 | Yes |  | Irradiance_7255 |  | 0 | 0.953 | 0
10 | 30 | 7 | 7256 | Yes |  | Irradiance_7256 |  | 0 | 17.612 | 1.7576
10 | 30 | 8 | 7257 | Yes |  | Irradiance_7257 |  | 0 | 61.842 | 8.3381
10 | 30 | 9 | 7258 | Yes |  | Irradiance_7258 |  | 0 | 121.418 | 17.0518
10 | 30 | 10 | 7259 | Yes |  | Irradiance_7259 |  | 0 | 152.167 | 21.4197
10 | 30 | 11 | 7260 | Yes |  | Irradiance_7260 |  | 0 | 160.455 | 22.5013
10 | 30 | 12 | 7261 | Yes |  | Irradiance_7261 |  | 0 | 145.131 | 20.2077
10 | 30 | 13 | 7262 | Yes |  | Irradiance_7262 |  | 0 | 129.223 | 17.9098
10 | 30 | 14 | 7263 | Yes |  | Irradiance_7263 |  | 0 | 81.902 | 11.091
10 | 30 | 15 | 7264 | Yes |  | Irradiance_7264 |  | 0 | 19.493 | 2.005
10 | 30 | 16 | 7265 | Yes |  | Irradiance_7265 |  | 0 | 0 | 0
10 | 30 | 17 | 7266 | Yes |  | Irradiance_7266 |  | 0 | 0 | 0
10 | 30 | 18 | 7267 | Yes |  | Irradiance_7267 |  | 0 | 0 | 0
10 | 30 | 19 | 7268 | Yes |  | Irradiance_7268 |  | 0 | 0 | 0
10 | 30 | 20 | 7269 | Yes |  | Irradiance_7269 |  | 0 | 0 | 0
10 | 30 | 21 | 7270 | Yes |  | Irradiance_7270 |  | 0 | 0 | 0
10 | 30 | 22 | 7271 | Yes |  | Irradiance_7271 |  | 0 | 0 | 0
10 | 30 | 23 | 7272 | Yes |  | Irradiance_7272 |  | 0 | 0 | 0
10 | 31 | 0 | 7273 | Yes |  | Irradiance_7273 |  | 0 | 0 | 0
10 | 31 | 1 | 7274 | Yes |  | Irradiance_7274 |  | 0 | 0 | 0
10 | 31 | 2 | 7275 | Yes |  | Irradiance_7275 |  | 0 | 0 | 0
10 | 31 | 3 | 7276 | Yes |  | Irradiance_7276 |  | 0 | 0 | 0
10 | 31 | 4 | 7277 | Yes |  | Irradiance_7277 |  | 0 | 0 | 0
10 | 31 | 5 | 7278 | Yes |  | Irradiance_7278 |  | 0 | 0 | 0
10 | 31 | 6 | 7279 | Yes |  | Irradiance_7279 |  | 0 | 2.859 | 0
10 | 31 | 7 | 7280 | Yes |  | Irradiance_7280 |  | 0 | 34.334 | 4.2675
10 | 31 | 8 | 7281 | Yes |  | Irradiance_7281 |  | 0 | 88.639 | 12.2822
10 | 31 | 9 | 7282 | Yes |  | Irradiance_7282 |  | 0 | 119.479 | 16.5816
10 | 31 | 10 | 7283 | Yes |  | Irradiance_7283 |  | 0 | 150.217 | 20.9013
10 | 31 | 11 | 7284 | Yes |  | Irradiance_7284 |  | 0 | 157.351 | 21.8533
10 | 31 | 12 | 7285 | Yes |  | Irradiance_7285 |  | 0 | 142.469 | 19.6251
10 | 31 | 13 | 7286 | Yes |  | Irradiance_7286 |  | 0 | 85.122 | 11.496
10 | 31 | 14 | 7287 | Yes |  | Irradiance_7287 |  | 0 | 36.22 | 4.472
10 | 31 | 15 | 7288 | Yes |  | Irradiance_7288 |  | 0 | 5.549 | 0
10 | 31 | 16 | 7289 | Yes |  | Irradiance_7289 |  | 0 | 0 | 0
10 | 31 | 17 | 7290 | Yes |  | Irradiance_7290 |  | 0 | 0 | 0
10 | 31 | 18 | 7291 | Yes |  | Irradiance_7291 |  | 0 | 0 | 0
10 | 31 | 19 | 7292 | Yes |  | Irradiance_7292 |  | 0 | 0 | 0
10 | 31 | 20 | 7293 | Yes |  | Irradiance_7293 |  | 0 | 0 | 0
10 | 31 | 21 | 7294 | Yes |  | Irradiance_7294 |  | 0 | 0 | 0
10 | 31 | 22 | 7295 | Yes |  | Irradiance_7295 |  | 0 | 0 | 0
10 | 31 | 23 | 7296 | Yes |  | Irradiance_7296 |  | 0 | 0 | 0
11 | 1 | 0 | 7297 | Sunday |  | Irradiance_7297 |  | 0 | 0 | 0
11 | 1 | 1 | 7298 | Sunday |  | Irradiance_7298 |  | 0 | 0 | 0
11 | 1 | 2 | 7299 | Sunday |  | Irradiance_7299 |  | 0 | 0 | 0
11 | 1 | 3 | 7300 | Sunday |  | Irradiance_7300 |  | 0 | 0 | 0
11 | 1 | 4 | 7301 | Sunday |  | Irradiance_7301 |  | 0 | 0 | 0
11 | 1 | 5 | 7302 | Sunday |  | Irradiance_7302 |  | 0 | 0 | 0
11 | 1 | 6 | 7303 | Sunday |  | Irradiance_7303 |  | 0 | 1.906 | 0
11 | 1 | 7 | 7304 | Sunday |  | Irradiance_7304 |  | 0 | 32.331 | 3.7565
11 | 1 | 8 | 7305 | Sunday |  | Irradiance_7305 |  | 0 | 118.916 | 15.9192
11 | 1 | 9 | 7306 | Sunday |  | Irradiance_7306 |  | 0 | 214.768 | 29.1085
11 | 1 | 10 | 7307 | Sunday |  | Irradiance_7307 |  | 0 | 262.332 | 35.6546
11 | 1 | 11 | 7308 | Sunday |  | Irradiance_7308 |  | 0 | 274.586 | 37.3011
11 | 1 | 12 | 7309 | Sunday |  | Irradiance_7309 |  | 0 | 248.897 | 33.7538
11 | 1 | 13 | 7310 | Sunday |  | Irradiance_7310 |  | 0 | 193.052 | 26.0664
11 | 1 | 14 | 7311 | Sunday |  | Irradiance_7311 |  | 0 | 110.473 | 14.532
11 | 1 | 15 | 7312 | Sunday |  | Irradiance_7312 |  | 0 | 20.666 | 2.0698
11 | 1 | 16 | 7313 | Sunday |  | Irradiance_7313 |  | 0 | 0 | 0
11 | 1 | 17 | 7314 | Sunday |  | Irradiance_7314 |  | 0 | 0 | 0
11 | 1 | 18 | 7315 | Sunday |  | Irradiance_7315 |  | 0 | 0 | 0
11 | 1 | 19 | 7316 | Sunday |  | Irradiance_7316 |  | 0 | 0 | 0
11 | 1 | 20 | 7317 | Sunday |  | Irradiance_7317 |  | 0 | 0 | 0
11 | 1 | 21 | 7318 | Sunday |  | Irradiance_7318 |  | 0 | 0 | 0
11 | 1 | 22 | 7319 | Sunday |  | Irradiance_7319 |  | 0 | 0 | 0
11 | 1 | 23 | 7320 | Sunday |  | Irradiance_7320 |  | 0 | 0 | 0
11 | 2 | 0 | 7321 | Yes |  | Irradiance_7321 |  | 0 | 0 | 0
11 | 2 | 1 | 7322 | Yes |  | Irradiance_7322 |  | 0 | 0 | 0
11 | 2 | 2 | 7323 | Yes |  | Irradiance_7323 |  | 0 | 0 | 0
11 | 2 | 3 | 7324 | Yes |  | Irradiance_7324 |  | 0 | 0 | 0
11 | 2 | 4 | 7325 | Yes |  | Irradiance_7325 |  | 0 | 0 | 0
11 | 2 | 5 | 7326 | Yes |  | Irradiance_7326 |  | 0 | 0 | 0
11 | 2 | 6 | 7327 | Yes |  | Irradiance_7327 |  | 0 | 3.813 | 0
11 | 2 | 7 | 7328 | Yes |  | Irradiance_7328 |  | 0 | 88.271 | 11.3731
11 | 2 | 8 | 7329 | Yes |  | Irradiance_7329 |  | 0 | 194.262 | 26.6773
11 | 2 | 9 | 7330 | Yes |  | Irradiance_7330 |  | 0 | 217.631 | 30.1896
11 | 2 | 10 | 7331 | Yes |  | Irradiance_7331 |  | 0 | 245.461 | 34.095
11 | 2 | 11 | 7332 | Yes |  | Irradiance_7332 |  | 0 | 243.129 | 33.7646
11 | 2 | 12 | 7333 | Yes |  | Irradiance_7333 |  | 0 | 187.227 | 25.9118
11 | 2 | 13 | 7334 | Yes |  | Irradiance_7334 |  | 0 | 130.881 | 17.9099
11 | 2 | 14 | 7335 | Yes |  | Irradiance_7335 |  | 0 | 65.57 | 8.5821
11 | 2 | 15 | 7336 | Yes |  | Irradiance_7336 |  | 0 | 13.903 | 1.1355
11 | 2 | 16 | 7337 | Yes |  | Irradiance_7337 |  | 0 | 0 | 0
11 | 2 | 17 | 7338 | Yes |  | Irradiance_7338 |  | 0 | 0 | 0
11 | 2 | 18 | 7339 | Yes |  | Irradiance_7339 |  | 0 | 0 | 0
11 | 2 | 19 | 7340 | Yes |  | Irradiance_7340 |  | 0 | 0 | 0
11 | 2 | 20 | 7341 | Yes |  | Irradiance_7341 |  | 0 | 0 | 0
11 | 2 | 21 | 7342 | Yes |  | Irradiance_7342 |  | 0 | 0 | 0
11 | 2 | 22 | 7343 | Yes |  | Irradiance_7343 |  | 0 | 0 | 0
11 | 2 | 23 | 7344 | Yes |  | Irradiance_7344 |  | 0 | 0 | 0
11 | 3 | 0 | 7345 | Yes |  | Irradiance_7345 |  | 0 | 0 | 0
11 | 3 | 1 | 7346 | Yes |  | Irradiance_7346 |  | 0 | 0 | 0
11 | 3 | 2 | 7347 | Yes |  | Irradiance_7347 |  | 0 | 0 | 0
11 | 3 | 3 | 7348 | Yes |  | Irradiance_7348 |  | 0 | 0 | 0
11 | 3 | 4 | 7349 | Yes |  | Irradiance_7349 |  | 0 | 0 | 0
11 | 3 | 5 | 7350 | Yes |  | Irradiance_7350 |  | 0 | 0 | 0
11 | 3 | 6 | 7351 | Yes |  | Irradiance_7351 |  | 0 | 3.813 | 0
11 | 3 | 7 | 7352 | Yes |  | Irradiance_7352 |  | 0 | 113.336 | 14.8445
11 | 3 | 8 | 7353 | Yes |  | Irradiance_7353 |  | 0 | 320.4 | 43.7434
11 | 3 | 9 | 7354 | Yes |  | Irradiance_7354 |  | 0 | 488.607 | 66.2264
11 | 3 | 10 | 7355 | Yes |  | Irradiance_7355 |  | 0 | 550.151 | 74.1346
11 | 3 | 11 | 7356 | Yes |  | Irradiance_7356 |  | 0 | 502.564 | 67.8059
11 | 3 | 12 | 7357 | Yes |  | Irradiance_7357 |  | 0 | 368.641 | 50.0922
11 | 3 | 13 | 7358 | Yes |  | Irradiance_7358 |  | 0 | 262.692 | 35.9333
11 | 3 | 14 | 7359 | Yes |  | Irradiance_7359 |  | 0 | 164.474 | 22.0917
11 | 3 | 15 | 7360 | Yes |  | Irradiance_7360 |  | 0 | 23.572 | 2.5706
11 | 3 | 16 | 7361 | Yes |  | Irradiance_7361 |  | 0 | 0 | 0
11 | 3 | 17 | 7362 | Yes |  | Irradiance_7362 |  | 0 | 0 | 0
11 | 3 | 18 | 7363 | Yes |  | Irradiance_7363 |  | 0 | 0 | 0
11 | 3 | 19 | 7364 | Yes |  | Irradiance_7364 |  | 0 | 0 | 0
11 | 3 | 20 | 7365 | Yes |  | Irradiance_7365 |  | 0 | 0 | 0
11 | 3 | 21 | 7366 | Yes |  | Irradiance_7366 |  | 0 | 0 | 0
11 | 3 | 22 | 7367 | Yes |  | Irradiance_7367 |  | 0 | 0 | 0
11 | 3 | 23 | 7368 | Yes |  | Irradiance_7368 |  | 0 | 0 | 0
11 | 4 | 0 | 7369 | Yes |  | Irradiance_7369 |  | 0 | 0 | 0
11 | 4 | 1 | 7370 | Yes |  | Irradiance_7370 |  | 0 | 0 | 0
11 | 4 | 2 | 7371 | Yes |  | Irradiance_7371 |  | 0 | 0 | 0
11 | 4 | 3 | 7372 | Yes |  | Irradiance_7372 |  | 0 | 0 | 0
11 | 4 | 4 | 7373 | Yes |  | Irradiance_7373 |  | 0 | 0 | 0
11 | 4 | 5 | 7374 | Yes |  | Irradiance_7374 |  | 0 | 0 | 0
11 | 4 | 6 | 7375 | Yes |  | Irradiance_7375 |  | 0 | 2.859 | 0
11 | 4 | 7 | 7376 | Yes |  | Irradiance_7376 |  | 0 | 102.158 | 13.4846
11 | 4 | 8 | 7377 | Yes |  | Irradiance_7377 |  | 0 | 278.396 | 38.815
11 | 4 | 9 | 7378 | Yes |  | Irradiance_7378 |  | 0 | 368.715 | 52.0984
11 | 4 | 10 | 7379 | Yes |  | Irradiance_7379 |  | 0 | 467.073 | 65.8347
11 | 4 | 11 | 7380 | Yes |  | Irradiance_7380 |  | 0 | 515.558 | 72.2874
11 | 4 | 12 | 7381 | Yes |  | Irradiance_7381 |  | 0 | 486.309 | 67.852
11 | 4 | 13 | 7382 | Yes |  | Irradiance_7382 |  | 0 | 426.166 | 59.0344
11 | 4 | 14 | 7383 | Yes |  | Irradiance_7383 |  | 0 | 253.809 | 34.4094
11 | 4 | 15 | 7384 | Yes |  | Irradiance_7384 |  | 0 | 54.258 | 6.587
11 | 4 | 16 | 7385 | Yes |  | Irradiance_7385 |  | 0 | 0 | 0
11 | 4 | 17 | 7386 | Yes |  | Irradiance_7386 |  | 0 | 0 | 0
11 | 4 | 18 | 7387 | Yes |  | Irradiance_7387 |  | 0 | 0 | 0
11 | 4 | 19 | 7388 | Yes |  | Irradiance_7388 |  | 0 | 0 | 0
11 | 4 | 20 | 7389 | Yes |  | Irradiance_7389 |  | 0 | 0 | 0
11 | 4 | 21 | 7390 | Yes |  | Irradiance_7390 |  | 0 | 0 | 0
11 | 4 | 22 | 7391 | Yes |  | Irradiance_7391 |  | 0 | 0 | 0
11 | 4 | 23 | 7392 | Yes |  | Irradiance_7392 |  | 0 | 0 | 0
11 | 5 | 0 | 7393 | Yes |  | Irradiance_7393 |  | 0 | 0 | 0
11 | 5 | 1 | 7394 | Yes |  | Irradiance_7394 |  | 0 | 0 | 0
11 | 5 | 2 | 7395 | Yes |  | Irradiance_7395 |  | 0 | 0 | 0
11 | 5 | 3 | 7396 | Yes |  | Irradiance_7396 |  | 0 | 0 | 0
11 | 5 | 4 | 7397 | Yes |  | Irradiance_7397 |  | 0 | 0 | 0
11 | 5 | 5 | 7398 | Yes |  | Irradiance_7398 |  | 0 | 0 | 0
11 | 5 | 6 | 7399 | Yes |  | Irradiance_7399 |  | 0 | 2.859 | 0
11 | 5 | 7 | 7400 | Yes |  | Irradiance_7400 |  | 0 | 104.029 | 13.7331
11 | 5 | 8 | 7401 | Yes |  | Irradiance_7401 |  | 0 | 305.78 | 42.6171
11 | 5 | 9 | 7402 | Yes |  | Irradiance_7402 |  | 0 | 500.267 | 69.7008
11 | 5 | 10 | 7403 | Yes |  | Irradiance_7403 |  | 0 | 606.112 | 84.2498
11 | 5 | 11 | 7404 | Yes |  | Irradiance_7404 |  | 0 | 628.95 | 87.1363
11 | 5 | 12 | 7405 | Yes |  | Irradiance_7405 |  | 0 | 579.271 | 80.007
11 | 5 | 13 | 7406 | Yes |  | Irradiance_7406 |  | 0 | 451.72 | 62.1987
11 | 5 | 14 | 7407 | Yes |  | Irradiance_7407 |  | 0 | 247.167 | 33.3698
11 | 5 | 15 | 7408 | Yes |  | Irradiance_7408 |  | 0 | 51.181 | 6.2054
11 | 5 | 16 | 7409 | Yes |  | Irradiance_7409 |  | 0 | 0 | 0
11 | 5 | 17 | 7410 | Yes |  | Irradiance_7410 |  | 0 | 0 | 0
11 | 5 | 18 | 7411 | Yes |  | Irradiance_7411 |  | 0 | 0 | 0
11 | 5 | 19 | 7412 | Yes |  | Irradiance_7412 |  | 0 | 0 | 0
11 | 5 | 20 | 7413 | Yes |  | Irradiance_7413 |  | 0 | 0 | 0
11 | 5 | 21 | 7414 | Yes |  | Irradiance_7414 |  | 0 | 0 | 0
11 | 5 | 22 | 7415 | Yes |  | Irradiance_7415 |  | 0 | 0 | 0
11 | 5 | 23 | 7416 | Yes |  | Irradiance_7416 |  | 0 | 0 | 0
11 | 6 | 0 | 7417 | Yes |  | Irradiance_7417 |  | 0 | 0 | 0
11 | 6 | 1 | 7418 | Yes |  | Irradiance_7418 |  | 0 | 0 | 0
11 | 6 | 2 | 7419 | Yes |  | Irradiance_7419 |  | 0 | 0 | 0
11 | 6 | 3 | 7420 | Yes |  | Irradiance_7420 |  | 0 | 0 | 0
11 | 6 | 4 | 7421 | Yes |  | Irradiance_7421 |  | 0 | 0 | 0
11 | 6 | 5 | 7422 | Yes |  | Irradiance_7422 |  | 0 | 0 | 0
11 | 6 | 6 | 7423 | Yes |  | Irradiance_7423 |  | 0 | 1.906 | 0
11 | 6 | 7 | 7424 | Yes |  | Irradiance_7424 |  | 0 | 100.045 | 13.1133
11 | 6 | 8 | 7425 | Yes |  | Irradiance_7425 |  | 0 | 301.87 | 41.8378
11 | 6 | 9 | 7426 | Yes |  | Irradiance_7426 |  | 0 | 495.1 | 68.5651
11 | 6 | 10 | 7427 | Yes |  | Irradiance_7427 |  | 0 | 599.632 | 82.3722
11 | 6 | 11 | 7428 | Yes |  | Irradiance_7428 |  | 0 | 621.069 | 83.9805
11 | 6 | 12 | 7429 | Yes |  | Irradiance_7429 |  | 0 | 569.331 | 77.0384
11 | 6 | 13 | 7430 | Yes |  | Irradiance_7430 |  | 0 | 440.917 | 59.5133
11 | 6 | 14 | 7431 | Yes |  | Irradiance_7431 |  | 0 | 248.948 | 32.9683
11 | 6 | 15 | 7432 | Yes |  | Irradiance_7432 |  | 0 | 38.437 | 4.5165
11 | 6 | 16 | 7433 | Yes |  | Irradiance_7433 |  | 0 | 0 | 0
11 | 6 | 17 | 7434 | Yes |  | Irradiance_7434 |  | 0 | 0 | 0
11 | 6 | 18 | 7435 | Yes |  | Irradiance_7435 |  | 0 | 0 | 0
11 | 6 | 19 | 7436 | Yes |  | Irradiance_7436 |  | 0 | 0 | 0
11 | 6 | 20 | 7437 | Yes |  | Irradiance_7437 |  | 0 | 0 | 0
11 | 6 | 21 | 7438 | Yes |  | Irradiance_7438 |  | 0 | 0 | 0
11 | 6 | 22 | 7439 | Yes |  | Irradiance_7439 |  | 0 | 0 | 0
11 | 6 | 23 | 7440 | Yes |  | Irradiance_7440 |  | 0 | 0 | 0
11 | 7 | 0 | 7441 | Saturday |  | Irradiance_7441 |  | 0 | 0 | 0
11 | 7 | 1 | 7442 | Saturday |  | Irradiance_7442 |  | 0 | 0 | 0
11 | 7 | 2 | 7443 | Saturday |  | Irradiance_7443 |  | 0 | 0 | 0
11 | 7 | 3 | 7444 | Saturday |  | Irradiance_7444 |  | 0 | 0 | 0
11 | 7 | 4 | 7445 | Saturday |  | Irradiance_7445 |  | 0 | 0 | 0
11 | 7 | 5 | 7446 | Saturday |  | Irradiance_7446 |  | 0 | 0 | 0
11 | 7 | 6 | 7447 | Saturday |  | Irradiance_7447 |  | 0 | 1.906 | 0
11 | 7 | 7 | 7448 | Saturday |  | Irradiance_7448 |  | 0 | 92.37 | 12.0134
11 | 7 | 8 | 7449 | Saturday |  | Irradiance_7449 |  | 0 | 291.775 | 39.995
11 | 7 | 9 | 7450 | Saturday |  | Irradiance_7450 |  | 0 | 485.48 | 65.6419
11 | 7 | 10 | 7451 | Saturday |  | Irradiance_7451 |  | 0 | 587.138 | 78.6786
11 | 7 | 11 | 7452 | Saturday |  | Irradiance_7452 |  | 0 | 613.352 | 81.7229
11 | 7 | 12 | 7453 | Saturday |  | Irradiance_7453 |  | 0 | 557.995 | 74.1846
11 | 7 | 13 | 7454 | Saturday |  | Irradiance_7454 |  | 0 | 431.45 | 57.4058
11 | 7 | 14 | 7455 | Saturday |  | Irradiance_7455 |  | 0 | 241.037 | 31.6176
11 | 7 | 15 | 7456 | Saturday |  | Irradiance_7456 |  | 0 | 28.274 | 3.187
11 | 7 | 16 | 7457 | Saturday |  | Irradiance_7457 |  | 0 | 0 | 0
11 | 7 | 17 | 7458 | Saturday |  | Irradiance_7458 |  | 0 | 0 | 0
11 | 7 | 18 | 7459 | Saturday |  | Irradiance_7459 |  | 0 | 0 | 0
11 | 7 | 19 | 7460 | Saturday |  | Irradiance_7460 |  | 0 | 0 | 0
11 | 7 | 20 | 7461 | Saturday |  | Irradiance_7461 |  | 0 | 0 | 0
11 | 7 | 21 | 7462 | Saturday |  | Irradiance_7462 |  | 0 | 0 | 0
11 | 7 | 22 | 7463 | Saturday |  | Irradiance_7463 |  | 0 | 0 | 0
11 | 7 | 23 | 7464 | Saturday |  | Irradiance_7464 |  | 0 | 0 | 0
11 | 8 | 0 | 7465 | Sunday |  | Irradiance_7465 |  | 0 | 0 | 0
11 | 8 | 1 | 7466 | Sunday |  | Irradiance_7466 |  | 0 | 0 | 0
11 | 8 | 2 | 7467 | Sunday |  | Irradiance_7467 |  | 0 | 0 | 0
11 | 8 | 3 | 7468 | Sunday |  | Irradiance_7468 |  | 0 | 0 | 0
11 | 8 | 4 | 7469 | Sunday |  | Irradiance_7469 |  | 0 | 0 | 0
11 | 8 | 5 | 7470 | Sunday |  | Irradiance_7470 |  | 0 | 0 | 0
11 | 8 | 6 | 7471 | Sunday |  | Irradiance_7471 |  | 0 | 0.953 | 0
11 | 8 | 7 | 7472 | Sunday |  | Irradiance_7472 |  | 0 | 31.106 | 3.7715
11 | 8 | 8 | 7473 | Sunday |  | Irradiance_7473 |  | 0 | 94.374 | 12.9834
11 | 8 | 9 | 7474 | Sunday |  | Irradiance_7474 |  | 0 | 109.853 | 15.1053
11 | 8 | 10 | 7475 | Sunday |  | Irradiance_7475 |  | 0 | 110.733 | 15.2166
11 | 8 | 11 | 7476 | Sunday |  | Irradiance_7476 |  | 0 | 88.114 | 11.9571
11 | 8 | 12 | 7477 | Sunday |  | Irradiance_7477 |  | 0 | 53.897 | 7.0101
11 | 8 | 13 | 7478 | Sunday |  | Irradiance_7478 |  | 0 | 40.848 | 5.1133
11 | 8 | 14 | 7479 | Sunday |  | Irradiance_7479 |  | 0 | 21.315 | 2.2589
11 | 8 | 15 | 7480 | Sunday |  | Irradiance_7480 |  | 0 | 4.622 | 0
11 | 8 | 16 | 7481 | Sunday |  | Irradiance_7481 |  | 0 | 0 | 0
11 | 8 | 17 | 7482 | Sunday |  | Irradiance_7482 |  | 0 | 0 | 0
11 | 8 | 18 | 7483 | Sunday |  | Irradiance_7483 |  | 0 | 0 | 0
11 | 8 | 19 | 7484 | Sunday |  | Irradiance_7484 |  | 0 | 0 | 0
11 | 8 | 20 | 7485 | Sunday |  | Irradiance_7485 |  | 0 | 0 | 0
11 | 8 | 21 | 7486 | Sunday |  | Irradiance_7486 |  | 0 | 0 | 0
11 | 8 | 22 | 7487 | Sunday |  | Irradiance_7487 |  | 0 | 0 | 0
11 | 8 | 23 | 7488 | Sunday |  | Irradiance_7488 |  | 0 | 0 | 0
11 | 9 | 0 | 7489 | Yes |  | Irradiance_7489 |  | 0 | 0 | 0
11 | 9 | 1 | 7490 | Yes |  | Irradiance_7490 |  | 0 | 0 | 0
11 | 9 | 2 | 7491 | Yes |  | Irradiance_7491 |  | 0 | 0 | 0
11 | 9 | 3 | 7492 | Yes |  | Irradiance_7492 |  | 0 | 0 | 0
11 | 9 | 4 | 7493 | Yes |  | Irradiance_7493 |  | 0 | 0 | 0
11 | 9 | 5 | 7494 | Yes |  | Irradiance_7494 |  | 0 | 0 | 0
11 | 9 | 6 | 7495 | Yes |  | Irradiance_7495 |  | 0 | 0 | 0
11 | 9 | 7 | 7496 | Yes |  | Irradiance_7496 |  | 0 | 7.399 | 0.20832
11 | 9 | 8 | 7497 | Yes |  | Irradiance_7497 |  | 0 | 26.89 | 3.0867
11 | 9 | 9 | 7498 | Yes |  | Irradiance_7498 |  | 0 | 44.574 | 5.677
11 | 9 | 10 | 7499 | Yes |  | Irradiance_7499 |  | 0 | 55.762 | 7.3016
11 | 9 | 11 | 7500 | Yes |  | Irradiance_7500 |  | 0 | 58.562 | 7.6936
11 | 9 | 12 | 7501 | Yes |  | Irradiance_7501 |  | 0 | 52.964 | 6.8782
11 | 9 | 13 | 7502 | Yes |  | Irradiance_7502 |  | 0 | 39.917 | 4.9872
11 | 9 | 14 | 7503 | Yes |  | Irradiance_7503 |  | 0 | 20.386 | 2.1256
11 | 9 | 15 | 7504 | Yes |  | Irradiance_7504 |  | 0 | 3.696 | 0
11 | 9 | 16 | 7505 | Yes |  | Irradiance_7505 |  | 0 | 0 | 0
11 | 9 | 17 | 7506 | Yes |  | Irradiance_7506 |  | 0 | 0 | 0
11 | 9 | 18 | 7507 | Yes |  | Irradiance_7507 |  | 0 | 0 | 0
11 | 9 | 19 | 7508 | Yes |  | Irradiance_7508 |  | 0 | 0 | 0
11 | 9 | 20 | 7509 | Yes |  | Irradiance_7509 |  | 0 | 0 | 0
11 | 9 | 21 | 7510 | Yes |  | Irradiance_7510 |  | 0 | 0 | 0
11 | 9 | 22 | 7511 | Yes |  | Irradiance_7511 |  | 0 | 0 | 0
11 | 9 | 23 | 7512 | Yes |  | Irradiance_7512 |  | 0 | 0 | 0
11 | 10 | 0 | 7513 | Yes |  | Irradiance_7513 |  | 0 | 0 | 0
11 | 10 | 1 | 7514 | Yes |  | Irradiance_7514 |  | 0 | 0 | 0
11 | 10 | 2 | 7515 | Yes |  | Irradiance_7515 |  | 0 | 0 | 0
11 | 10 | 3 | 7516 | Yes |  | Irradiance_7516 |  | 0 | 0 | 0
11 | 10 | 4 | 7517 | Yes |  | Irradiance_7517 |  | 0 | 0 | 0
11 | 10 | 5 | 7518 | Yes |  | Irradiance_7518 |  | 0 | 0 | 0
11 | 10 | 6 | 7519 | Yes |  | Irradiance_7519 |  | 0 | 0 | 0
11 | 10 | 7 | 7520 | Yes |  | Irradiance_7520 |  | 0 | 7.399 | 0.21456
11 | 10 | 8 | 7521 | Yes |  | Irradiance_7521 |  | 0 | 26.891 | 3.1131
11 | 10 | 9 | 7522 | Yes |  | Irradiance_7522 |  | 0 | 44.575 | 5.7285
11 | 10 | 10 | 7523 | Yes |  | Irradiance_7523 |  | 0 | 55.763 | 7.3694
11 | 10 | 11 | 7524 | Yes |  | Irradiance_7524 |  | 0 | 58.562 | 7.7686
11 | 10 | 12 | 7525 | Yes |  | Irradiance_7525 |  | 0 | 52.964 | 6.9722
11 | 10 | 13 | 7526 | Yes |  | Irradiance_7526 |  | 0 | 38.986 | 4.9163
11 | 10 | 14 | 7527 | Yes |  | Irradiance_7527 |  | 0 | 20.387 | 2.1546
11 | 10 | 15 | 7528 | Yes |  | Irradiance_7528 |  | 0 | 3.696 | 0
11 | 10 | 16 | 7529 | Yes |  | Irradiance_7529 |  | 0 | 0 | 0
11 | 10 | 17 | 7530 | Yes |  | Irradiance_7530 |  | 0 | 0 | 0
11 | 10 | 18 | 7531 | Yes |  | Irradiance_7531 |  | 0 | 0 | 0
11 | 10 | 19 | 7532 | Yes |  | Irradiance_7532 |  | 0 | 0 | 0
11 | 10 | 20 | 7533 | Yes |  | Irradiance_7533 |  | 0 | 0 | 0
11 | 10 | 21 | 7534 | Yes |  | Irradiance_7534 |  | 0 | 0 | 0
11 | 10 | 22 | 7535 | Yes |  | Irradiance_7535 |  | 0 | 0 | 0
11 | 10 | 23 | 7536 | Yes |  | Irradiance_7536 |  | 0 | 0 | 0
11 | 11 | 0 | 7537 | Yes |  | Irradiance_7537 |  | 0 | 0 | 0
11 | 11 | 1 | 7538 | Yes |  | Irradiance_7538 |  | 0 | 0 | 0
11 | 11 | 2 | 7539 | Yes |  | Irradiance_7539 |  | 0 | 0 | 0
11 | 11 | 3 | 7540 | Yes |  | Irradiance_7540 |  | 0 | 0 | 0
11 | 11 | 4 | 7541 | Yes |  | Irradiance_7541 |  | 0 | 0 | 0
11 | 11 | 5 | 7542 | Yes |  | Irradiance_7542 |  | 0 | 0 | 0
11 | 11 | 6 | 7543 | Yes |  | Irradiance_7543 |  | 0 | 0 | 0
11 | 11 | 7 | 7544 | Yes |  | Irradiance_7544 |  | 0 | 27.34 | 3.265
11 | 11 | 8 | 7545 | Yes |  | Irradiance_7545 |  | 0 | 83.794 | 11.661
11 | 11 | 9 | 7546 | Yes |  | Irradiance_7546 |  | 0 | 43.643 | 5.7171
11 | 11 | 10 | 7547 | Yes |  | Irradiance_7547 |  | 0 | 54.83 | 7.3906
11 | 11 | 11 | 7548 | Yes |  | Irradiance_7548 |  | 0 | 57.629 | 7.8117
11 | 11 | 12 | 7549 | Yes |  | Irradiance_7549 |  | 0 | 52.032 | 6.9826
11 | 11 | 13 | 7550 | Yes |  | Irradiance_7550 |  | 0 | 38.987 | 5.0107
11 | 11 | 14 | 7551 | Yes |  | Irradiance_7551 |  | 0 | 19.458 | 2.059
11 | 11 | 15 | 7552 | Yes |  | Irradiance_7552 |  | 0 | 3.696 | 0
11 | 11 | 16 | 7553 | Yes |  | Irradiance_7553 |  | 0 | 0 | 0
11 | 11 | 17 | 7554 | Yes |  | Irradiance_7554 |  | 0 | 0 | 0
11 | 11 | 18 | 7555 | Yes |  | Irradiance_7555 |  | 0 | 0 | 0
11 | 11 | 19 | 7556 | Yes |  | Irradiance_7556 |  | 0 | 0 | 0
11 | 11 | 20 | 7557 | Yes |  | Irradiance_7557 |  | 0 | 0 | 0
11 | 11 | 21 | 7558 | Yes |  | Irradiance_7558 |  | 0 | 0 | 0
11 | 11 | 22 | 7559 | Yes |  | Irradiance_7559 |  | 0 | 0 | 0
11 | 11 | 23 | 7560 | Yes |  | Irradiance_7560 |  | 0 | 0 | 0
11 | 12 | 0 | 7561 | Yes |  | Irradiance_7561 |  | 0 | 0 | 0
11 | 12 | 1 | 7562 | Yes |  | Irradiance_7562 |  | 0 | 0 | 0
11 | 12 | 2 | 7563 | Yes |  | Irradiance_7563 |  | 0 | 0 | 0
11 | 12 | 3 | 7564 | Yes |  | Irradiance_7564 |  | 0 | 0 | 0
11 | 12 | 4 | 7565 | Yes |  | Irradiance_7565 |  | 0 | 0 | 0
11 | 12 | 5 | 7566 | Yes |  | Irradiance_7566 |  | 0 | 0 | 0
11 | 12 | 6 | 7567 | Yes |  | Irradiance_7567 |  | 0 | 0 | 0
11 | 12 | 7 | 7568 | Yes |  | Irradiance_7568 |  | 0 | 12.041 | 0.95232
11 | 12 | 8 | 7569 | Yes |  | Irradiance_7569 |  | 0 | 82.892 | 11.5933
11 | 12 | 9 | 7570 | Yes |  | Irradiance_7570 |  | 0 | 188.041 | 27.2157
11 | 12 | 10 | 7571 | Yes |  | Irradiance_7571 |  | 0 | 305.796 | 44.2403
11 | 12 | 11 | 7572 | Yes |  | Irradiance_7572 |  | 0 | 399.517 | 57.3326
11 | 12 | 12 | 7573 | Yes |  | Irradiance_7573 |  | 0 | 424.34 | 60.3869
11 | 12 | 13 | 7574 | Yes |  | Irradiance_7574 |  | 0 | 296.73 | 42.1802
11 | 12 | 14 | 7575 | Yes |  | Irradiance_7575 |  | 0 | 127.193 | 17.8149
11 | 12 | 15 | 7576 | Yes |  | Irradiance_7576 |  | 0 | 12.984 | 1.0923
11 | 12 | 16 | 7577 | Yes |  | Irradiance_7577 |  | 0 | 0 | 0
11 | 12 | 17 | 7578 | Yes |  | Irradiance_7578 |  | 0 | 0 | 0
11 | 12 | 18 | 7579 | Yes |  | Irradiance_7579 |  | 0 | 0 | 0
11 | 12 | 19 | 7580 | Yes |  | Irradiance_7580 |  | 0 | 0 | 0
11 | 12 | 20 | 7581 | Yes |  | Irradiance_7581 |  | 0 | 0 | 0
11 | 12 | 21 | 7582 | Yes |  | Irradiance_7582 |  | 0 | 0 | 0
11 | 12 | 22 | 7583 | Yes |  | Irradiance_7583 |  | 0 | 0 | 0
11 | 12 | 23 | 7584 | Yes |  | Irradiance_7584 |  | 0 | 0 | 0
11 | 13 | 0 | 7585 | Yes |  | Irradiance_7585 |  | 0 | 0 | 0
11 | 13 | 1 | 7586 | Yes |  | Irradiance_7586 |  | 0 | 0 | 0
11 | 13 | 2 | 7587 | Yes |  | Irradiance_7587 |  | 0 | 0 | 0
11 | 13 | 3 | 7588 | Yes |  | Irradiance_7588 |  | 0 | 0 | 0
11 | 13 | 4 | 7589 | Yes |  | Irradiance_7589 |  | 0 | 0 | 0
11 | 13 | 5 | 7590 | Yes |  | Irradiance_7590 |  | 0 | 0 | 0
11 | 13 | 6 | 7591 | Yes |  | Irradiance_7591 |  | 0 | 0 | 0
11 | 13 | 7 | 7592 | Yes |  | Irradiance_7592 |  | 0 | 23.68 | 2.7746
11 | 13 | 8 | 7593 | Yes |  | Irradiance_7593 |  | 0 | 170.697 | 24.2803
11 | 13 | 9 | 7594 | Yes |  | Irradiance_7594 |  | 0 | 288.148 | 41.6109
11 | 13 | 10 | 7595 | Yes |  | Irradiance_7595 |  | 0 | 386.363 | 55.9136
11 | 13 | 11 | 7596 | Yes |  | Irradiance_7596 |  | 0 | 419.582 | 60.4082
11 | 13 | 12 | 7597 | Yes |  | Irradiance_7597 |  | 0 | 441.039 | 62.8014
11 | 13 | 13 | 7598 | Yes |  | Irradiance_7598 |  | 0 | 365.823 | 51.7021
11 | 13 | 14 | 7599 | Yes |  | Irradiance_7599 |  | 0 | 198.965 | 27.5397
11 | 13 | 15 | 7600 | Yes |  | Irradiance_7600 |  | 0 | 16.203 | 1.5938
11 | 13 | 16 | 7601 | Yes |  | Irradiance_7601 |  | 0 | 0 | 0
11 | 13 | 17 | 7602 | Yes |  | Irradiance_7602 |  | 0 | 0 | 0
11 | 13 | 18 | 7603 | Yes |  | Irradiance_7603 |  | 0 | 0 | 0
11 | 13 | 19 | 7604 | Yes |  | Irradiance_7604 |  | 0 | 0 | 0
11 | 13 | 20 | 7605 | Yes |  | Irradiance_7605 |  | 0 | 0 | 0
11 | 13 | 21 | 7606 | Yes |  | Irradiance_7606 |  | 0 | 0 | 0
11 | 13 | 22 | 7607 | Yes |  | Irradiance_7607 |  | 0 | 0 | 0
11 | 13 | 23 | 7608 | Yes |  | Irradiance_7608 |  | 0 | 0 | 0
11 | 14 | 0 | 7609 | Saturday |  | Irradiance_7609 |  | 0 | 0 | 0
11 | 14 | 1 | 7610 | Saturday |  | Irradiance_7610 |  | 0 | 0 | 0
11 | 14 | 2 | 7611 | Saturday |  | Irradiance_7611 |  | 0 | 0 | 0
11 | 14 | 3 | 7612 | Saturday |  | Irradiance_7612 |  | 0 | 0 | 0
11 | 14 | 4 | 7613 | Saturday |  | Irradiance_7613 |  | 0 | 0 | 0
11 | 14 | 5 | 7614 | Saturday |  | Irradiance_7614 |  | 0 | 0 | 0
11 | 14 | 6 | 7615 | Saturday |  | Irradiance_7615 |  | 0 | 0 | 0
11 | 14 | 7 | 7616 | Saturday |  | Irradiance_7616 |  | 0 | 24.251 | 2.8776
11 | 14 | 8 | 7617 | Saturday |  | Irradiance_7617 |  | 0 | 77.797 | 11.0002
11 | 14 | 9 | 7618 | Saturday |  | Irradiance_7618 |  | 0 | 41.781 | 5.5453
11 | 14 | 10 | 7619 | Saturday |  | Irradiance_7619 |  | 0 | 52.965 | 7.2448
11 | 14 | 11 | 7620 | Saturday |  | Irradiance_7620 |  | 0 | 55.763 | 7.6267
11 | 14 | 12 | 7621 | Saturday |  | Irradiance_7621 |  | 0 | 50.167 | 6.7347
11 | 14 | 13 | 7622 | Saturday |  | Irradiance_7622 |  | 0 | 36.194 | 4.6064
11 | 14 | 14 | 7623 | Saturday |  | Irradiance_7623 |  | 0 | 17.601 | 1.7829
11 | 14 | 15 | 7624 | Saturday |  | Irradiance_7624 |  | 0 | 2.771 | 0
11 | 14 | 16 | 7625 | Saturday |  | Irradiance_7625 |  | 0 | 0 | 0
11 | 14 | 17 | 7626 | Saturday |  | Irradiance_7626 |  | 0 | 0 | 0
11 | 14 | 18 | 7627 | Saturday |  | Irradiance_7627 |  | 0 | 0 | 0
11 | 14 | 19 | 7628 | Saturday |  | Irradiance_7628 |  | 0 | 0 | 0
11 | 14 | 20 | 7629 | Saturday |  | Irradiance_7629 |  | 0 | 0 | 0
11 | 14 | 21 | 7630 | Saturday |  | Irradiance_7630 |  | 0 | 0 | 0
11 | 14 | 22 | 7631 | Saturday |  | Irradiance_7631 |  | 0 | 0 | 0
11 | 14 | 23 | 7632 | Saturday |  | Irradiance_7632 |  | 0 | 0 | 0
11 | 15 | 0 | 7633 | Sunday |  | Irradiance_7633 |  | 0 | 0 | 0
11 | 15 | 1 | 7634 | Sunday |  | Irradiance_7634 |  | 0 | 0 | 0
11 | 15 | 2 | 7635 | Sunday |  | Irradiance_7635 |  | 0 | 0 | 0
11 | 15 | 3 | 7636 | Sunday |  | Irradiance_7636 |  | 0 | 0 | 0
11 | 15 | 4 | 7637 | Sunday |  | Irradiance_7637 |  | 0 | 0 | 0
11 | 15 | 5 | 7638 | Sunday |  | Irradiance_7638 |  | 0 | 0 | 0
11 | 15 | 6 | 7639 | Sunday |  | Irradiance_7639 |  | 0 | 0 | 0
11 | 15 | 7 | 7640 | Sunday |  | Irradiance_7640 |  | 0 | 5.547 | 0
11 | 15 | 8 | 7641 | Sunday |  | Irradiance_7641 |  | 0 | 22.244 | 2.3658
11 | 15 | 9 | 7642 | Sunday |  | Irradiance_7642 |  | 0 | 39.917 | 4.9326
11 | 15 | 10 | 7643 | Sunday |  | Irradiance_7643 |  | 0 | 50.167 | 6.4048
11 | 15 | 11 | 7644 | Sunday |  | Irradiance_7644 |  | 0 | 53.897 | 6.9272
11 | 15 | 12 | 7645 | Sunday |  | Irradiance_7645 |  | 0 | 48.302 | 6.1035
11 | 15 | 13 | 7646 | Sunday |  | Irradiance_7646 |  | 0 | 50.472 | 6.4133
11 | 15 | 14 | 7647 | Sunday |  | Irradiance_7647 |  | 0 | 30.639 | 3.5488
11 | 15 | 15 | 7648 | Sunday |  | Irradiance_7648 |  | 0 | 5.549 | 0
11 | 15 | 16 | 7649 | Sunday |  | Irradiance_7649 |  | 0 | 0 | 0
11 | 15 | 17 | 7650 | Sunday |  | Irradiance_7650 |  | 0 | 0 | 0
11 | 15 | 18 | 7651 | Sunday |  | Irradiance_7651 |  | 0 | 0 | 0
11 | 15 | 19 | 7652 | Sunday |  | Irradiance_7652 |  | 0 | 0 | 0
11 | 15 | 20 | 7653 | Sunday |  | Irradiance_7653 |  | 0 | 0 | 0
11 | 15 | 21 | 7654 | Sunday |  | Irradiance_7654 |  | 0 | 0 | 0
11 | 15 | 22 | 7655 | Sunday |  | Irradiance_7655 |  | 0 | 0 | 0
11 | 15 | 23 | 7656 | Sunday |  | Irradiance_7656 |  | 0 | 0 | 0
11 | 16 | 0 | 7657 | Yes |  | Irradiance_7657 |  | 0 | 0 | 0
11 | 16 | 1 | 7658 | Yes |  | Irradiance_7658 |  | 0 | 0 | 0
11 | 16 | 2 | 7659 | Yes |  | Irradiance_7659 |  | 0 | 0 | 0
11 | 16 | 3 | 7660 | Yes |  | Irradiance_7660 |  | 0 | 0 | 0
11 | 16 | 4 | 7661 | Yes |  | Irradiance_7661 |  | 0 | 0 | 0
11 | 16 | 5 | 7662 | Yes |  | Irradiance_7662 |  | 0 | 0 | 0
11 | 16 | 6 | 7663 | Yes |  | Irradiance_7663 |  | 0 | 0 | 0
11 | 16 | 7 | 7664 | Yes |  | Irradiance_7664 |  | 0 | 12.977 | 1.0082
11 | 16 | 8 | 7665 | Yes |  | Irradiance_7665 |  | 0 | 85.008 | 11.3202
11 | 16 | 9 | 7666 | Yes |  | Irradiance_7666 |  | 0 | 170.697 | 23.592
11 | 16 | 10 | 7667 | Yes |  | Irradiance_7667 |  | 0 | 196.009 | 27.1536
11 | 16 | 11 | 7668 | Yes |  | Irradiance_7668 |  | 0 | 156.966 | 21.713
11 | 16 | 12 | 7669 | Yes |  | Irradiance_7669 |  | 0 | 115.752 | 15.8458
11 | 16 | 13 | 7670 | Yes |  | Irradiance_7670 |  | 0 | 131.127 | 17.9565
11 | 16 | 14 | 7671 | Yes |  | Irradiance_7671 |  | 0 | 77.446 | 10.2186
11 | 16 | 15 | 7672 | Yes |  | Irradiance_7672 |  | 0 | 9.264 | 0.46672
11 | 16 | 16 | 7673 | Yes |  | Irradiance_7673 |  | 0 | 0 | 0
11 | 16 | 17 | 7674 | Yes |  | Irradiance_7674 |  | 0 | 0 | 0
11 | 16 | 18 | 7675 | Yes |  | Irradiance_7675 |  | 0 | 0 | 0
11 | 16 | 19 | 7676 | Yes |  | Irradiance_7676 |  | 0 | 0 | 0
11 | 16 | 20 | 7677 | Yes |  | Irradiance_7677 |  | 0 | 0 | 0
11 | 16 | 21 | 7678 | Yes |  | Irradiance_7678 |  | 0 | 0 | 0
11 | 16 | 22 | 7679 | Yes |  | Irradiance_7679 |  | 0 | 0 | 0
11 | 16 | 23 | 7680 | Yes |  | Irradiance_7680 |  | 0 | 0 | 0
11 | 17 | 0 | 7681 | Yes |  | Irradiance_7681 |  | 0 | 0 | 0
11 | 17 | 1 | 7682 | Yes |  | Irradiance_7682 |  | 0 | 0 | 0
11 | 17 | 2 | 7683 | Yes |  | Irradiance_7683 |  | 0 | 0 | 0
11 | 17 | 3 | 7684 | Yes |  | Irradiance_7684 |  | 0 | 0 | 0
11 | 17 | 4 | 7685 | Yes |  | Irradiance_7685 |  | 0 | 0 | 0
11 | 17 | 5 | 7686 | Yes |  | Irradiance_7686 |  | 0 | 0 | 0
11 | 17 | 6 | 7687 | Yes |  | Irradiance_7687 |  | 0 | 0 | 0
11 | 17 | 7 | 7688 | Yes |  | Irradiance_7688 |  | 0 | 11.117 | 0.75568
11 | 17 | 8 | 7689 | Yes |  | Irradiance_7689 |  | 0 | 48.902 | 6.3198
11 | 17 | 9 | 7690 | Yes |  | Irradiance_7690 |  | 0 | 91.073 | 12.4805
11 | 17 | 10 | 7691 | Yes |  | Irradiance_7691 |  | 0 | 119.553 | 16.5294
11 | 17 | 11 | 7692 | Yes |  | Irradiance_7692 |  | 0 | 127.78 | 17.7069
11 | 17 | 12 | 7693 | Yes |  | Irradiance_7693 |  | 0 | 113.686 | 15.6979
11 | 17 | 13 | 7694 | Yes |  | Irradiance_7694 |  | 0 | 80.706 | 10.9256
11 | 17 | 14 | 7695 | Yes |  | Irradiance_7695 |  | 0 | 36.549 | 4.4901
11 | 17 | 15 | 7696 | Yes |  | Irradiance_7696 |  | 0 | 4.623 | 0
11 | 17 | 16 | 7697 | Yes |  | Irradiance_7697 |  | 0 | 0 | 0
11 | 17 | 17 | 7698 | Yes |  | Irradiance_7698 |  | 0 | 0 | 0
11 | 17 | 18 | 7699 | Yes |  | Irradiance_7699 |  | 0 | 0 | 0
11 | 17 | 19 | 7700 | Yes |  | Irradiance_7700 |  | 0 | 0 | 0
11 | 17 | 20 | 7701 | Yes |  | Irradiance_7701 |  | 0 | 0 | 0
11 | 17 | 21 | 7702 | Yes |  | Irradiance_7702 |  | 0 | 0 | 0
11 | 17 | 22 | 7703 | Yes |  | Irradiance_7703 |  | 0 | 0 | 0
11 | 17 | 23 | 7704 | Yes |  | Irradiance_7704 |  | 0 | 0 | 0
11 | 18 | 0 | 7705 | Yes |  | Irradiance_7705 |  | 0 | 0 | 0
11 | 18 | 1 | 7706 | Yes |  | Irradiance_7706 |  | 0 | 0 | 0
11 | 18 | 2 | 7707 | Yes |  | Irradiance_7707 |  | 0 | 0 | 0
11 | 18 | 3 | 7708 | Yes |  | Irradiance_7708 |  | 0 | 0 | 0
11 | 18 | 4 | 7709 | Yes |  | Irradiance_7709 |  | 0 | 0 | 0
11 | 18 | 5 | 7710 | Yes |  | Irradiance_7710 |  | 0 | 0 | 0
11 | 18 | 6 | 7711 | Yes |  | Irradiance_7711 |  | 0 | 0 | 0
11 | 18 | 7 | 7712 | Yes |  | Irradiance_7712 |  | 0 | 8.33 | 0.35392
11 | 18 | 8 | 7713 | Yes |  | Irradiance_7713 |  | 0 | 29.694 | 3.5742
11 | 18 | 9 | 7714 | Yes |  | Irradiance_7714 |  | 0 | 38.056 | 4.872
11 | 18 | 10 | 7715 | Yes |  | Irradiance_7715 |  | 0 | 49.235 | 6.5438
11 | 18 | 11 | 7716 | Yes |  | Irradiance_7716 |  | 0 | 52.032 | 6.9517
11 | 18 | 12 | 7717 | Yes |  | Irradiance_7717 |  | 0 | 46.439 | 6.1034
11 | 18 | 13 | 7718 | Yes |  | Irradiance_7718 |  | 0 | 47.535 | 6.255
11 | 18 | 14 | 7719 | Yes |  | Irradiance_7719 |  | 0 | 28.78 | 3.4395
11 | 18 | 15 | 7720 | Yes |  | Irradiance_7720 |  | 0 | 4.766 | 0
11 | 18 | 16 | 7721 | Yes |  | Irradiance_7721 |  | 0 | 0 | 0
11 | 18 | 17 | 7722 | Yes |  | Irradiance_7722 |  | 0 | 0 | 0
11 | 18 | 18 | 7723 | Yes |  | Irradiance_7723 |  | 0 | 0 | 0
11 | 18 | 19 | 7724 | Yes |  | Irradiance_7724 |  | 0 | 0 | 0
11 | 18 | 20 | 7725 | Yes |  | Irradiance_7725 |  | 0 | 0 | 0
11 | 18 | 21 | 7726 | Yes |  | Irradiance_7726 |  | 0 | 0 | 0
11 | 18 | 22 | 7727 | Yes |  | Irradiance_7727 |  | 0 | 0 | 0
11 | 18 | 23 | 7728 | Yes |  | Irradiance_7728 |  | 0 | 0 | 0
11 | 19 | 0 | 7729 | Yes |  | Irradiance_7729 |  | 0 | 0 | 0
11 | 19 | 1 | 7730 | Yes |  | Irradiance_7730 |  | 0 | 0 | 0
11 | 19 | 2 | 7731 | Yes |  | Irradiance_7731 |  | 0 | 0 | 0
11 | 19 | 3 | 7732 | Yes |  | Irradiance_7732 |  | 0 | 0 | 0
11 | 19 | 4 | 7733 | Yes |  | Irradiance_7733 |  | 0 | 0 | 0
11 | 19 | 5 | 7734 | Yes |  | Irradiance_7734 |  | 0 | 0 | 0
11 | 19 | 6 | 7735 | Yes |  | Irradiance_7735 |  | 0 | 0 | 0
11 | 19 | 7 | 7736 | Yes |  | Irradiance_7736 |  | 0 | 14.844 | 1.3454
11 | 19 | 8 | 7737 | Yes |  | Irradiance_7737 |  | 0 | 77.006 | 10.4534
11 | 19 | 9 | 7738 | Yes |  | Irradiance_7738 |  | 0 | 88.17 | 12.228
11 | 19 | 10 | 7739 | Yes |  | Irradiance_7739 |  | 0 | 116.654 | 16.3669
11 | 19 | 11 | 7740 | Yes |  | Irradiance_7740 |  | 0 | 124.87 | 17.5354
11 | 19 | 12 | 7741 | Yes |  | Irradiance_7741 |  | 0 | 110.742 | 15.4414
11 | 19 | 13 | 7742 | Yes |  | Irradiance_7742 |  | 0 | 77.685 | 10.6194
11 | 19 | 14 | 7743 | Yes |  | Irradiance_7743 |  | 0 | 33.353 | 4.0819
11 | 19 | 15 | 7744 | Yes |  | Irradiance_7744 |  | 0 | 4.766 | 0
11 | 19 | 16 | 7745 | Yes |  | Irradiance_7745 |  | 0 | 0 | 0
11 | 19 | 17 | 7746 | Yes |  | Irradiance_7746 |  | 0 | 0 | 0
11 | 19 | 18 | 7747 | Yes |  | Irradiance_7747 |  | 0 | 0 | 0
11 | 19 | 19 | 7748 | Yes |  | Irradiance_7748 |  | 0 | 0 | 0
11 | 19 | 20 | 7749 | Yes |  | Irradiance_7749 |  | 0 | 0 | 0
11 | 19 | 21 | 7750 | Yes |  | Irradiance_7750 |  | 0 | 0 | 0
11 | 19 | 22 | 7751 | Yes |  | Irradiance_7751 |  | 0 | 0 | 0
11 | 19 | 23 | 7752 | Yes |  | Irradiance_7752 |  | 0 | 0 | 0
11 | 20 | 0 | 7753 | Yes |  | Irradiance_7753 |  | 0 | 0 | 0
11 | 20 | 1 | 7754 | Yes |  | Irradiance_7754 |  | 0 | 0 | 0
11 | 20 | 2 | 7755 | Yes |  | Irradiance_7755 |  | 0 | 0 | 0
11 | 20 | 3 | 7756 | Yes |  | Irradiance_7756 |  | 0 | 0 | 0
11 | 20 | 4 | 7757 | Yes |  | Irradiance_7757 |  | 0 | 0 | 0
11 | 20 | 5 | 7758 | Yes |  | Irradiance_7758 |  | 0 | 0 | 0
11 | 20 | 6 | 7759 | Yes |  | Irradiance_7759 |  | 0 | 0 | 0
11 | 20 | 7 | 7760 | Yes |  | Irradiance_7760 |  | 0 | 11.119 | 0.79456
11 | 20 | 8 | 7761 | Yes |  | Irradiance_7761 |  | 0 | 53.705 | 7.1752
11 | 20 | 9 | 7762 | Yes |  | Irradiance_7762 |  | 0 | 86.089 | 11.9427
11 | 20 | 10 | 7763 | Yes |  | Irradiance_7763 |  | 0 | 115.243 | 16.1803
11 | 20 | 11 | 7764 | Yes |  | Irradiance_7764 |  | 0 | 123.472 | 17.3181
11 | 20 | 12 | 7765 | Yes |  | Irradiance_7765 |  | 0 | 109.869 | 15.2722
11 | 20 | 13 | 7766 | Yes |  | Irradiance_7766 |  | 0 | 61.203 | 8.1546
11 | 20 | 14 | 7767 | Yes |  | Irradiance_7767 |  | 0 | 20.395 | 2.137
11 | 20 | 15 | 7768 | Yes |  | Irradiance_7768 |  | 0 | 1.906 | 0
11 | 20 | 16 | 7769 | Yes |  | Irradiance_7769 |  | 0 | 0 | 0
11 | 20 | 17 | 7770 | Yes |  | Irradiance_7770 |  | 0 | 0 | 0
11 | 20 | 18 | 7771 | Yes |  | Irradiance_7771 |  | 0 | 0 | 0
11 | 20 | 19 | 7772 | Yes |  | Irradiance_7772 |  | 0 | 0 | 0
11 | 20 | 20 | 7773 | Yes |  | Irradiance_7773 |  | 0 | 0 | 0
11 | 20 | 21 | 7774 | Yes |  | Irradiance_7774 |  | 0 | 0 | 0
11 | 20 | 22 | 7775 | Yes |  | Irradiance_7775 |  | 0 | 0 | 0
11 | 20 | 23 | 7776 | Yes |  | Irradiance_7776 |  | 0 | 0 | 0
11 | 21 | 0 | 7777 | Saturday |  | Irradiance_7777 |  | 0 | 0 | 0
11 | 21 | 1 | 7778 | Saturday |  | Irradiance_7778 |  | 0 | 0 | 0
11 | 21 | 2 | 7779 | Saturday |  | Irradiance_7779 |  | 0 | 0 | 0
11 | 21 | 3 | 7780 | Saturday |  | Irradiance_7780 |  | 0 | 0 | 0
11 | 21 | 4 | 7781 | Saturday |  | Irradiance_7781 |  | 0 | 0 | 0
11 | 21 | 5 | 7782 | Saturday |  | Irradiance_7782 |  | 0 | 0 | 0
11 | 21 | 6 | 7783 | Saturday |  | Irradiance_7783 |  | 0 | 0 | 0
11 | 21 | 7 | 7784 | Saturday |  | Irradiance_7784 |  | 0 | 8.331 | 0.31904
11 | 21 | 8 | 7785 | Saturday |  | Irradiance_7785 |  | 0 | 42.781 | 5.327
11 | 21 | 9 | 7786 | Saturday |  | Irradiance_7786 |  | 0 | 83.996 | 11.3142
11 | 21 | 10 | 7787 | Saturday |  | Irradiance_7787 |  | 0 | 123.766 | 16.9763
11 | 21 | 11 | 7788 | Saturday |  | Irradiance_7788 |  | 0 | 144.998 | 20.0416
11 | 21 | 12 | 7789 | Saturday |  | Irradiance_7789 |  | 0 | 141.001 | 19.4562
11 | 21 | 13 | 7790 | Saturday |  | Irradiance_7790 |  | 0 | 118.142 | 16.1232
11 | 21 | 14 | 7791 | Saturday |  | Irradiance_7791 |  | 0 | 47.601 | 6.0245
11 | 21 | 15 | 7792 | Saturday |  | Irradiance_7792 |  | 0 | 5.719 | 0
11 | 21 | 16 | 7793 | Saturday |  | Irradiance_7793 |  | 0 | 0 | 0
11 | 21 | 17 | 7794 | Saturday |  | Irradiance_7794 |  | 0 | 0 | 0
11 | 21 | 18 | 7795 | Saturday |  | Irradiance_7795 |  | 0 | 0 | 0
11 | 21 | 19 | 7796 | Saturday |  | Irradiance_7796 |  | 0 | 0 | 0
11 | 21 | 20 | 7797 | Saturday |  | Irradiance_7797 |  | 0 | 0 | 0
11 | 21 | 21 | 7798 | Saturday |  | Irradiance_7798 |  | 0 | 0 | 0
11 | 21 | 22 | 7799 | Saturday |  | Irradiance_7799 |  | 0 | 0 | 0
11 | 21 | 23 | 7800 | Saturday |  | Irradiance_7800 |  | 0 | 0 | 0
11 | 22 | 0 | 7801 | Sunday |  | Irradiance_7801 |  | 0 | 0 | 0
11 | 22 | 1 | 7802 | Sunday |  | Irradiance_7802 |  | 0 | 0 | 0
11 | 22 | 2 | 7803 | Sunday |  | Irradiance_7803 |  | 0 | 0 | 0
11 | 22 | 3 | 7804 | Sunday |  | Irradiance_7804 |  | 0 | 0 | 0
11 | 22 | 4 | 7805 | Sunday |  | Irradiance_7805 |  | 0 | 0 | 0
11 | 22 | 5 | 7806 | Sunday |  | Irradiance_7806 |  | 0 | 0 | 0
11 | 22 | 6 | 7807 | Sunday |  | Irradiance_7807 |  | 0 | 0 | 0
11 | 22 | 7 | 7808 | Sunday |  | Irradiance_7808 |  | 0 | 7.403 | 0.21232
11 | 22 | 8 | 7809 | Sunday |  | Irradiance_7809 |  | 0 | 40.621 | 5.1342
11 | 22 | 9 | 7810 | Sunday |  | Irradiance_7810 |  | 0 | 81.892 | 11.1877
11 | 22 | 10 | 7811 | Sunday |  | Irradiance_7811 |  | 0 | 110.958 | 15.4147
11 | 22 | 11 | 7812 | Sunday |  | Irradiance_7812 |  | 0 | 119.13 | 16.5973
11 | 22 | 12 | 7813 | Sunday |  | Irradiance_7813 |  | 0 | 104.977 | 14.5486
11 | 22 | 13 | 7814 | Sunday |  | Irradiance_7814 |  | 0 | 58.088 | 7.7046
11 | 22 | 14 | 7815 | Sunday |  | Irradiance_7815 |  | 0 | 19.467 | 2.0024
11 | 22 | 15 | 7816 | Sunday |  | Irradiance_7816 |  | 0 | 1.906 | 0
11 | 22 | 16 | 7817 | Sunday |  | Irradiance_7817 |  | 0 | 0 | 0
11 | 22 | 17 | 7818 | Sunday |  | Irradiance_7818 |  | 0 | 0 | 0
11 | 22 | 18 | 7819 | Sunday |  | Irradiance_7819 |  | 0 | 0 | 0
11 | 22 | 19 | 7820 | Sunday |  | Irradiance_7820 |  | 0 | 0 | 0
11 | 22 | 20 | 7821 | Sunday |  | Irradiance_7821 |  | 0 | 0 | 0
11 | 22 | 21 | 7822 | Sunday |  | Irradiance_7822 |  | 0 | 0 | 0
11 | 22 | 22 | 7823 | Sunday |  | Irradiance_7823 |  | 0 | 0 | 0
11 | 22 | 23 | 7824 | Sunday |  | Irradiance_7824 |  | 0 | 0 | 0
11 | 23 | 0 | 7825 | Yes |  | Irradiance_7825 |  | 0 | 0 | 0
11 | 23 | 1 | 7826 | Yes |  | Irradiance_7826 |  | 0 | 0 | 0
11 | 23 | 2 | 7827 | Yes |  | Irradiance_7827 |  | 0 | 0 | 0
11 | 23 | 3 | 7828 | Yes |  | Irradiance_7828 |  | 0 | 0 | 0
11 | 23 | 4 | 7829 | Yes |  | Irradiance_7829 |  | 0 | 0 | 0
11 | 23 | 5 | 7830 | Yes |  | Irradiance_7830 |  | 0 | 0 | 0
11 | 23 | 6 | 7831 | Yes |  | Irradiance_7831 |  | 0 | 0 | 0
11 | 23 | 7 | 7832 | Yes |  | Irradiance_7832 |  | 0 | 9.262 | 0.49328
11 | 23 | 8 | 7833 | Yes |  | Irradiance_7833 |  | 0 | 116.528 | 15.7781
11 | 23 | 9 | 7834 | Yes |  | Irradiance_7834 |  | 0 | 234.525 | 32.7909
11 | 23 | 10 | 7835 | Yes |  | Irradiance_7835 |  | 0 | 385.547 | 53.5264
11 | 23 | 11 | 7836 | Yes |  | Irradiance_7836 |  | 0 | 467.6 | 64.4262
11 | 23 | 12 | 7837 | Yes |  | Irradiance_7837 |  | 0 | 456.191 | 62.5101
11 | 23 | 13 | 7838 | Yes |  | Irradiance_7838 |  | 0 | 343.928 | 46.8712
11 | 23 | 14 | 7839 | Yes |  | Irradiance_7839 |  | 0 | 167.14 | 22.195
11 | 23 | 15 | 7840 | Yes |  | Irradiance_7840 |  | 0 | 7.625 | 0.24896
11 | 23 | 16 | 7841 | Yes |  | Irradiance_7841 |  | 0 | 0 | 0
11 | 23 | 17 | 7842 | Yes |  | Irradiance_7842 |  | 0 | 0 | 0
11 | 23 | 18 | 7843 | Yes |  | Irradiance_7843 |  | 0 | 0 | 0
11 | 23 | 19 | 7844 | Yes |  | Irradiance_7844 |  | 0 | 0 | 0
11 | 23 | 20 | 7845 | Yes |  | Irradiance_7845 |  | 0 | 0 | 0
11 | 23 | 21 | 7846 | Yes |  | Irradiance_7846 |  | 0 | 0 | 0
11 | 23 | 22 | 7847 | Yes |  | Irradiance_7847 |  | 0 | 0 | 0
11 | 23 | 23 | 7848 | Yes |  | Irradiance_7848 |  | 0 | 0 | 0
11 | 24 | 0 | 7849 | Yes |  | Irradiance_7849 |  | 0 | 0 | 0
11 | 24 | 1 | 7850 | Yes |  | Irradiance_7850 |  | 0 | 0 | 0
11 | 24 | 2 | 7851 | Yes |  | Irradiance_7851 |  | 0 | 0 | 0
11 | 24 | 3 | 7852 | Yes |  | Irradiance_7852 |  | 0 | 0 | 0
11 | 24 | 4 | 7853 | Yes |  | Irradiance_7853 |  | 0 | 0 | 0
11 | 24 | 5 | 7854 | Yes |  | Irradiance_7854 |  | 0 | 0 | 0
11 | 24 | 6 | 7855 | Yes |  | Irradiance_7855 |  | 0 | 0 | 0
11 | 24 | 7 | 7856 | Yes |  | Irradiance_7856 |  | 0 | 2.771 | 0
11 | 24 | 8 | 7857 | Yes |  | Irradiance_7857 |  | 0 | 16.673 | 1.595
11 | 24 | 9 | 7858 | Yes |  | Irradiance_7858 |  | 0 | 32.471 | 3.9256
11 | 24 | 10 | 7859 | Yes |  | Irradiance_7859 |  | 0 | 43.643 | 5.5611
11 | 24 | 11 | 7860 | Yes |  | Irradiance_7860 |  | 0 | 46.438 | 5.957
11 | 24 | 12 | 7861 | Yes |  | Irradiance_7861 |  | 0 | 41.78 | 5.2589
11 | 24 | 13 | 7862 | Yes |  | Irradiance_7862 |  | 0 | 29.681 | 3.4725
11 | 24 | 14 | 7863 | Yes |  | Irradiance_7863 |  | 0 | 12.962 | 1.0122
11 | 24 | 15 | 7864 | Yes |  | Irradiance_7864 |  | 0 | 0.953 | 0
11 | 24 | 16 | 7865 | Yes |  | Irradiance_7865 |  | 0 | 0 | 0
11 | 24 | 17 | 7866 | Yes |  | Irradiance_7866 |  | 0 | 0 | 0
11 | 24 | 18 | 7867 | Yes |  | Irradiance_7867 |  | 0 | 0 | 0
11 | 24 | 19 | 7868 | Yes |  | Irradiance_7868 |  | 0 | 0 | 0
11 | 24 | 20 | 7869 | Yes |  | Irradiance_7869 |  | 0 | 0 | 0
11 | 24 | 21 | 7870 | Yes |  | Irradiance_7870 |  | 0 | 0 | 0
11 | 24 | 22 | 7871 | Yes |  | Irradiance_7871 |  | 0 | 0 | 0
11 | 24 | 23 | 7872 | Yes |  | Irradiance_7872 |  | 0 | 0 | 0
11 | 25 | 0 | 7873 | Yes |  | Irradiance_7873 |  | 0 | 0 | 0
11 | 25 | 1 | 7874 | Yes |  | Irradiance_7874 |  | 0 | 0 | 0
11 | 25 | 2 | 7875 | Yes |  | Irradiance_7875 |  | 0 | 0 | 0
11 | 25 | 3 | 7876 | Yes |  | Irradiance_7876 |  | 0 | 0 | 0
11 | 25 | 4 | 7877 | Yes |  | Irradiance_7877 |  | 0 | 0 | 0
11 | 25 | 5 | 7878 | Yes |  | Irradiance_7878 |  | 0 | 0 | 0
11 | 25 | 6 | 7879 | Yes |  | Irradiance_7879 |  | 0 | 0 | 0
11 | 25 | 7 | 7880 | Yes |  | Irradiance_7880 |  | 0 | 10.193 | 0.62576
11 | 25 | 8 | 7881 | Yes |  | Irradiance_7881 |  | 0 | 166.89 | 22.4542
11 | 25 | 9 | 7882 | Yes |  | Irradiance_7882 |  | 0 | 303.323 | 42.188
11 | 25 | 10 | 7883 | Yes |  | Irradiance_7883 |  | 0 | 118.786 | 16.5294
11 | 25 | 11 | 7884 | Yes |  | Irradiance_7884 |  | 0 | 114.644 | 15.9669
11 | 25 | 12 | 7885 | Yes |  | Irradiance_7885 |  | 0 | 102.231 | 14.1586
11 | 25 | 13 | 7886 | Yes |  | Irradiance_7886 |  | 0 | 69.55 | 9.3907
11 | 25 | 14 | 7887 | Yes |  | Irradiance_7887 |  | 0 | 27.127 | 3.1397
11 | 25 | 15 | 7888 | Yes |  | Irradiance_7888 |  | 0 | 2.859 | 0
11 | 25 | 16 | 7889 | Yes |  | Irradiance_7889 |  | 0 | 0 | 0
11 | 25 | 17 | 7890 | Yes |  | Irradiance_7890 |  | 0 | 0 | 0
11 | 25 | 18 | 7891 | Yes |  | Irradiance_7891 |  | 0 | 0 | 0
11 | 25 | 19 | 7892 | Yes |  | Irradiance_7892 |  | 0 | 0 | 0
11 | 25 | 20 | 7893 | Yes |  | Irradiance_7893 |  | 0 | 0 | 0
11 | 25 | 21 | 7894 | Yes |  | Irradiance_7894 |  | 0 | 0 | 0
11 | 25 | 22 | 7895 | Yes |  | Irradiance_7895 |  | 0 | 0 | 0
11 | 25 | 23 | 7896 | Yes |  | Irradiance_7896 |  | 0 | 0 | 0
11 | 26 | 0 | 7897 | Yes |  | Irradiance_7897 |  | 0 | 0 | 0
11 | 26 | 1 | 7898 | Yes |  | Irradiance_7898 |  | 0 | 0 | 0
11 | 26 | 2 | 7899 | Yes |  | Irradiance_7899 |  | 0 | 0 | 0
11 | 26 | 3 | 7900 | Yes |  | Irradiance_7900 |  | 0 | 0 | 0
11 | 26 | 4 | 7901 | Yes |  | Irradiance_7901 |  | 0 | 0 | 0
11 | 26 | 5 | 7902 | Yes |  | Irradiance_7902 |  | 0 | 0 | 0
11 | 26 | 6 | 7903 | Yes |  | Irradiance_7903 |  | 0 | 0 | 0
11 | 26 | 7 | 7904 | Yes |  | Irradiance_7904 |  | 0 | 10.194 | 0.6536
11 | 26 | 8 | 7905 | Yes |  | Irradiance_7905 |  | 0 | 111.045 | 15.1088
11 | 26 | 9 | 7906 | Yes |  | Irradiance_7906 |  | 0 | 75.83 | 10.4542
11 | 26 | 10 | 7907 | Yes |  | Irradiance_7907 |  | 0 | 104.924 | 14.7242
11 | 26 | 11 | 7908 | Yes |  | Irradiance_7908 |  | 0 | 113.052 | 15.8734
11 | 26 | 12 | 7909 | Yes |  | Irradiance_7909 |  | 0 | 99.411 | 13.8414
11 | 26 | 13 | 7910 | Yes |  | Irradiance_7910 |  | 0 | 68.564 | 9.3314
11 | 26 | 14 | 7911 | Yes |  | Irradiance_7911 |  | 0 | 26.056 | 3.0261
11 | 26 | 15 | 7912 | Yes |  | Irradiance_7912 |  | 0 | 2.859 | 0
11 | 26 | 16 | 7913 | Yes |  | Irradiance_7913 |  | 0 | 0 | 0
11 | 26 | 17 | 7914 | Yes |  | Irradiance_7914 |  | 0 | 0 | 0
11 | 26 | 18 | 7915 | Yes |  | Irradiance_7915 |  | 0 | 0 | 0
11 | 26 | 19 | 7916 | Yes |  | Irradiance_7916 |  | 0 | 0 | 0
11 | 26 | 20 | 7917 | Yes |  | Irradiance_7917 |  | 0 | 0 | 0
11 | 26 | 21 | 7918 | Yes |  | Irradiance_7918 |  | 0 | 0 | 0
11 | 26 | 22 | 7919 | Yes |  | Irradiance_7919 |  | 0 | 0 | 0
11 | 26 | 23 | 7920 | Yes |  | Irradiance_7920 |  | 0 | 0 | 0
11 | 27 | 0 | 7921 | Yes |  | Irradiance_7921 |  | 0 | 0 | 0
11 | 27 | 1 | 7922 | Yes |  | Irradiance_7922 |  | 0 | 0 | 0
11 | 27 | 2 | 7923 | Yes |  | Irradiance_7923 |  | 0 | 0 | 0
11 | 27 | 3 | 7924 | Yes |  | Irradiance_7924 |  | 0 | 0 | 0
11 | 27 | 4 | 7925 | Yes |  | Irradiance_7925 |  | 0 | 0 | 0
11 | 27 | 5 | 7926 | Yes |  | Irradiance_7926 |  | 0 | 0 | 0
11 | 27 | 6 | 7927 | Yes |  | Irradiance_7927 |  | 0 | 0 | 0
11 | 27 | 7 | 7928 | Yes |  | Irradiance_7928 |  | 0 | 1.847 | 0
11 | 27 | 8 | 7929 | Yes |  | Irradiance_7929 |  | 0 | 14.817 | 1.3726
11 | 27 | 9 | 7930 | Yes |  | Irradiance_7930 |  | 0 | 31.541 | 3.9226
11 | 27 | 10 | 7931 | Yes |  | Irradiance_7931 |  | 0 | 41.78 | 5.4595
11 | 27 | 11 | 7932 | Yes |  | Irradiance_7932 |  | 0 | 45.507 | 6.0027
11 | 27 | 12 | 7933 | Yes |  | Irradiance_7933 |  | 0 | 40.849 | 5.2998
11 | 27 | 13 | 7934 | Yes |  | Irradiance_7934 |  | 0 | 40.87 | 5.2874
11 | 27 | 14 | 7935 | Yes |  | Irradiance_7935 |  | 0 | 21.335 | 2.3341
11 | 27 | 15 | 7936 | Yes |  | Irradiance_7936 |  | 0 | 2.859 | 0
11 | 27 | 16 | 7937 | Yes |  | Irradiance_7937 |  | 0 | 0 | 0
11 | 27 | 17 | 7938 | Yes |  | Irradiance_7938 |  | 0 | 0 | 0
11 | 27 | 18 | 7939 | Yes |  | Irradiance_7939 |  | 0 | 0 | 0
11 | 27 | 19 | 7940 | Yes |  | Irradiance_7940 |  | 0 | 0 | 0
11 | 27 | 20 | 7941 | Yes |  | Irradiance_7941 |  | 0 | 0 | 0
11 | 27 | 21 | 7942 | Yes |  | Irradiance_7942 |  | 0 | 0 | 0
11 | 27 | 22 | 7943 | Yes |  | Irradiance_7943 |  | 0 | 0 | 0
11 | 27 | 23 | 7944 | Yes |  | Irradiance_7944 |  | 0 | 0 | 0
11 | 28 | 0 | 7945 | Saturday |  | Irradiance_7945 |  | 0 | 0 | 0
11 | 28 | 1 | 7946 | Saturday |  | Irradiance_7946 |  | 0 | 0 | 0
11 | 28 | 2 | 7947 | Saturday |  | Irradiance_7947 |  | 0 | 0 | 0
11 | 28 | 3 | 7948 | Saturday |  | Irradiance_7948 |  | 0 | 0 | 0
11 | 28 | 4 | 7949 | Saturday |  | Irradiance_7949 |  | 0 | 0 | 0
11 | 28 | 5 | 7950 | Saturday |  | Irradiance_7950 |  | 0 | 0 | 0
11 | 28 | 6 | 7951 | Saturday |  | Irradiance_7951 |  | 0 | 0 | 0
11 | 28 | 7 | 7952 | Saturday |  | Irradiance_7952 |  | 0 | 1.906 | 0
11 | 28 | 8 | 7953 | Saturday |  | Irradiance_7953 |  | 0 | 14.817 | 1.3046
11 | 28 | 9 | 7954 | Saturday |  | Irradiance_7954 |  | 0 | 30.611 | 3.6253
11 | 28 | 10 | 7955 | Saturday |  | Irradiance_7955 |  | 0 | 59.502 | 7.8429
11 | 28 | 11 | 7956 | Saturday |  | Irradiance_7956 |  | 0 | 86.042 | 11.6773
11 | 28 | 12 | 7957 | Saturday |  | Irradiance_7957 |  | 0 | 95.617 | 13.0341
11 | 28 | 13 | 7958 | Saturday |  | Irradiance_7958 |  | 0 | 65.301 | 8.6494
11 | 28 | 14 | 7959 | Saturday |  | Irradiance_7959 |  | 0 | 25.094 | 2.7912
11 | 28 | 15 | 7960 | Saturday |  | Irradiance_7960 |  | 0 | 1.906 | 0
11 | 28 | 16 | 7961 | Saturday |  | Irradiance_7961 |  | 0 | 0 | 0
11 | 28 | 17 | 7962 | Saturday |  | Irradiance_7962 |  | 0 | 0 | 0
11 | 28 | 18 | 7963 | Saturday |  | Irradiance_7963 |  | 0 | 0 | 0
11 | 28 | 19 | 7964 | Saturday |  | Irradiance_7964 |  | 0 | 0 | 0
11 | 28 | 20 | 7965 | Saturday |  | Irradiance_7965 |  | 0 | 0 | 0
11 | 28 | 21 | 7966 | Saturday |  | Irradiance_7966 |  | 0 | 0 | 0
11 | 28 | 22 | 7967 | Saturday |  | Irradiance_7967 |  | 0 | 0 | 0
11 | 28 | 23 | 7968 | Saturday |  | Irradiance_7968 |  | 0 | 0 | 0
11 | 29 | 0 | 7969 | Sunday |  | Irradiance_7969 |  | 0 | 0 | 0
11 | 29 | 1 | 7970 | Sunday |  | Irradiance_7970 |  | 0 | 0 | 0
11 | 29 | 2 | 7971 | Sunday |  | Irradiance_7971 |  | 0 | 0 | 0
11 | 29 | 3 | 7972 | Sunday |  | Irradiance_7972 |  | 0 | 0 | 0
11 | 29 | 4 | 7973 | Sunday |  | Irradiance_7973 |  | 0 | 0 | 0
11 | 29 | 5 | 7974 | Sunday |  | Irradiance_7974 |  | 0 | 0 | 0
11 | 29 | 6 | 7975 | Sunday |  | Irradiance_7975 |  | 0 | 0 | 0
11 | 29 | 7 | 7976 | Sunday |  | Irradiance_7976 |  | 0 | 4.766 | 0
11 | 29 | 8 | 7977 | Sunday |  | Irradiance_7977 |  | 0 | 31.306 | 3.7323
11 | 29 | 9 | 7978 | Sunday |  | Irradiance_7978 |  | 0 | 70.54 | 9.4802
11 | 29 | 10 | 7979 | Sunday |  | Irradiance_7979 |  | 0 | 99.616 | 13.7189
11 | 29 | 11 | 7980 | Sunday |  | Irradiance_7980 |  | 0 | 108.321 | 14.9819
11 | 29 | 12 | 7981 | Sunday |  | Irradiance_7981 |  | 0 | 95.895 | 13.1526
11 | 29 | 13 | 7982 | Sunday |  | Irradiance_7982 |  | 0 | 65.527 | 8.7864
11 | 29 | 14 | 7983 | Sunday |  | Irradiance_7983 |  | 0 | 24.135 | 2.6978
11 | 29 | 15 | 7984 | Sunday |  | Irradiance_7984 |  | 0 | 1.906 | 0
11 | 29 | 16 | 7985 | Sunday |  | Irradiance_7985 |  | 0 | 0 | 0
11 | 29 | 17 | 7986 | Sunday |  | Irradiance_7986 |  | 0 | 0 | 0
11 | 29 | 18 | 7987 | Sunday |  | Irradiance_7987 |  | 0 | 0 | 0
11 | 29 | 19 | 7988 | Sunday |  | Irradiance_7988 |  | 0 | 0 | 0
11 | 29 | 20 | 7989 | Sunday |  | Irradiance_7989 |  | 0 | 0 | 0
11 | 29 | 21 | 7990 | Sunday |  | Irradiance_7990 |  | 0 | 0 | 0
11 | 29 | 22 | 7991 | Sunday |  | Irradiance_7991 |  | 0 | 0 | 0
11 | 29 | 23 | 7992 | Sunday |  | Irradiance_7992 |  | 0 | 0 | 0
11 | 30 | 0 | 7993 | Yes |  | Irradiance_7993 |  | 0 | 0 | 0
11 | 30 | 1 | 7994 | Yes |  | Irradiance_7994 |  | 0 | 0 | 0
11 | 30 | 2 | 7995 | Yes |  | Irradiance_7995 |  | 0 | 0 | 0
11 | 30 | 3 | 7996 | Yes |  | Irradiance_7996 |  | 0 | 0 | 0
11 | 30 | 4 | 7997 | Yes |  | Irradiance_7997 |  | 0 | 0 | 0
11 | 30 | 5 | 7998 | Yes |  | Irradiance_7998 |  | 0 | 0 | 0
11 | 30 | 6 | 7999 | Yes |  | Irradiance_7999 |  | 0 | 0 | 0
11 | 30 | 7 | 8000 | Yes |  | Irradiance_8000 |  | 0 | 7.625 | 0.26656
11 | 30 | 8 | 8001 | Yes |  | Irradiance_8001 |  | 0 | 104.598 | 14.5139
11 | 30 | 9 | 8002 | Yes |  | Irradiance_8002 |  | 0 | 325.696 | 45.5848
11 | 30 | 10 | 8003 | Yes |  | Irradiance_8003 |  | 0 | 379.13 | 53.3768
11 | 30 | 11 | 8004 | Yes |  | Irradiance_8004 |  | 0 | 259.092 | 36.7478
11 | 30 | 12 | 8005 | Yes |  | Irradiance_8005 |  | 0 | 94.909 | 13.1811
11 | 30 | 13 | 8006 | Yes |  | Irradiance_8006 |  | 0 | 168.819 | 23.6778
11 | 30 | 14 | 8007 | Yes |  | Irradiance_8007 |  | 0 | 115.5 | 15.4962
11 | 30 | 15 | 8008 | Yes |  | Irradiance_8008 |  | 0 | 4.766 | 0
11 | 30 | 16 | 8009 | Yes |  | Irradiance_8009 |  | 0 | 0 | 0
11 | 30 | 17 | 8010 | Yes |  | Irradiance_8010 |  | 0 | 0 | 0
11 | 30 | 18 | 8011 | Yes |  | Irradiance_8011 |  | 0 | 0 | 0
11 | 30 | 19 | 8012 | Yes |  | Irradiance_8012 |  | 0 | 0 | 0
11 | 30 | 20 | 8013 | Yes |  | Irradiance_8013 |  | 0 | 0 | 0
11 | 30 | 21 | 8014 | Yes |  | Irradiance_8014 |  | 0 | 0 | 0
11 | 30 | 22 | 8015 | Yes |  | Irradiance_8015 |  | 0 | 0 | 0
11 | 30 | 23 | 8016 | Yes |  | Irradiance_8016 |  | 0 | 0 | 0
12 | 1 | 0 | 8017 | Sunday |  | Irradiance_8017 |  | 0 | 0 | 0
12 | 1 | 1 | 8018 | Sunday |  | Irradiance_8018 |  | 0 | 0 | 0
12 | 1 | 2 | 8019 | Sunday |  | Irradiance_8019 |  | 0 | 0 | 0
12 | 1 | 3 | 8020 | Sunday |  | Irradiance_8020 |  | 0 | 0 | 0
12 | 1 | 4 | 8021 | Sunday |  | Irradiance_8021 |  | 0 | 0 | 0
12 | 1 | 5 | 8022 | Sunday |  | Irradiance_8022 |  | 0 | 0 | 0
12 | 1 | 6 | 8023 | Sunday |  | Irradiance_8023 |  | 0 | 0 | 0
12 | 1 | 7 | 8024 | Sunday |  | Irradiance_8024 |  | 0 | 8.578 | 0.41088
12 | 1 | 8 | 8025 | Sunday |  | Irradiance_8025 |  | 0 | 118.847 | 16.5419
12 | 1 | 9 | 8026 | Sunday |  | Irradiance_8026 |  | 0 | 370.661 | 51.4573
12 | 1 | 10 | 8027 | Sunday |  | Irradiance_8027 |  | 0 | 481.34 | 66.2274
12 | 1 | 11 | 8028 | Sunday |  | Irradiance_8028 |  | 0 | 513.745 | 70.2869
12 | 1 | 12 | 8029 | Sunday |  | Irradiance_8029 |  | 0 | 467.32 | 63.7144
12 | 1 | 13 | 8030 | Sunday |  | Irradiance_8030 |  | 0 | 345.522 | 46.8419
12 | 1 | 14 | 8031 | Sunday |  | Irradiance_8031 |  | 0 | 152.137 | 20.1088
12 | 1 | 15 | 8032 | Sunday |  | Irradiance_8032 |  | 0 | 4.766 | 0
12 | 1 | 16 | 8033 | Sunday |  | Irradiance_8033 |  | 0 | 0 | 0
12 | 1 | 17 | 8034 | Sunday |  | Irradiance_8034 |  | 0 | 0 | 0
12 | 1 | 18 | 8035 | Sunday |  | Irradiance_8035 |  | 0 | 0 | 0
12 | 1 | 19 | 8036 | Sunday |  | Irradiance_8036 |  | 0 | 0 | 0
12 | 1 | 20 | 8037 | Sunday |  | Irradiance_8037 |  | 0 | 0 | 0
12 | 1 | 21 | 8038 | Sunday |  | Irradiance_8038 |  | 0 | 0 | 0
12 | 1 | 22 | 8039 | Sunday |  | Irradiance_8039 |  | 0 | 0 | 0
12 | 1 | 23 | 8040 | Sunday |  | Irradiance_8040 |  | 0 | 0 | 0
12 | 2 | 0 | 8041 | Yes |  | Irradiance_8041 |  | 0 | 0 | 0
12 | 2 | 1 | 8042 | Yes |  | Irradiance_8042 |  | 0 | 0 | 0
12 | 2 | 2 | 8043 | Yes |  | Irradiance_8043 |  | 0 | 0 | 0
12 | 2 | 3 | 8044 | Yes |  | Irradiance_8044 |  | 0 | 0 | 0
12 | 2 | 4 | 8045 | Yes |  | Irradiance_8045 |  | 0 | 0 | 0
12 | 2 | 5 | 8046 | Yes |  | Irradiance_8046 |  | 0 | 0 | 0
12 | 2 | 6 | 8047 | Yes |  | Irradiance_8047 |  | 0 | 0 | 0
12 | 2 | 7 | 8048 | Yes |  | Irradiance_8048 |  | 0 | 1.906 | 0
12 | 2 | 8 | 8049 | Yes |  | Irradiance_8049 |  | 0 | 13.04 | 1.0594
12 | 2 | 9 | 8050 | Yes |  | Irradiance_8050 |  | 0 | 28.926 | 3.4216
12 | 2 | 10 | 8051 | Yes |  | Irradiance_8051 |  | 0 | 58.02 | 7.7203
12 | 2 | 11 | 8052 | Yes |  | Irradiance_8052 |  | 0 | 84.89 | 11.6314
12 | 2 | 12 | 8053 | Yes |  | Irradiance_8053 |  | 0 | 95.288 | 13.1222
12 | 2 | 13 | 8054 | Yes |  | Irradiance_8054 |  | 0 | 63.976 | 8.5178
12 | 2 | 14 | 8055 | Yes |  | Irradiance_8055 |  | 0 | 23.347 | 2.5518
12 | 2 | 15 | 8056 | Yes |  | Irradiance_8056 |  | 0 | 1.906 | 0
12 | 2 | 16 | 8057 | Yes |  | Irradiance_8057 |  | 0 | 0 | 0
12 | 2 | 17 | 8058 | Yes |  | Irradiance_8058 |  | 0 | 0 | 0
12 | 2 | 18 | 8059 | Yes |  | Irradiance_8059 |  | 0 | 0 | 0
12 | 2 | 19 | 8060 | Yes |  | Irradiance_8060 |  | 0 | 0 | 0
12 | 2 | 20 | 8061 | Yes |  | Irradiance_8061 |  | 0 | 0 | 0
12 | 2 | 21 | 8062 | Yes |  | Irradiance_8062 |  | 0 | 0 | 0
12 | 2 | 22 | 8063 | Yes |  | Irradiance_8063 |  | 0 | 0 | 0
12 | 2 | 23 | 8064 | Yes |  | Irradiance_8064 |  | 0 | 0 | 0
12 | 3 | 0 | 8065 | Yes |  | Irradiance_8065 |  | 0 | 0 | 0
12 | 3 | 1 | 8066 | Yes |  | Irradiance_8066 |  | 0 | 0 | 0
12 | 3 | 2 | 8067 | Yes |  | Irradiance_8067 |  | 0 | 0 | 0
12 | 3 | 3 | 8068 | Yes |  | Irradiance_8068 |  | 0 | 0 | 0
12 | 3 | 4 | 8069 | Yes |  | Irradiance_8069 |  | 0 | 0 | 0
12 | 3 | 5 | 8070 | Yes |  | Irradiance_8070 |  | 0 | 0 | 0
12 | 3 | 6 | 8071 | Yes |  | Irradiance_8071 |  | 0 | 0 | 0
12 | 3 | 7 | 8072 | Yes |  | Irradiance_8072 |  | 0 | 0.953 | 0
12 | 3 | 8 | 8073 | Yes |  | Irradiance_8073 |  | 0 | 13.041 | 1.0613
12 | 3 | 9 | 8074 | Yes |  | Irradiance_8074 |  | 0 | 28.926 | 3.4203
12 | 3 | 10 | 8075 | Yes |  | Irradiance_8075 |  | 0 | 39.223 | 4.9165
12 | 3 | 11 | 8076 | Yes |  | Irradiance_8076 |  | 0 | 42.971 | 5.4682
12 | 3 | 12 | 8077 | Yes |  | Irradiance_8077 |  | 0 | 38.287 | 4.7315
12 | 3 | 13 | 8078 | Yes |  | Irradiance_8078 |  | 0 | 26.12 | 2.9458
12 | 3 | 14 | 8079 | Yes |  | Irradiance_8079 |  | 0 | 10.242 | 0.60864
12 | 3 | 15 | 8080 | Yes |  | Irradiance_8080 |  | 0 | 0.953 | 0
12 | 3 | 16 | 8081 | Yes |  | Irradiance_8081 |  | 0 | 0 | 0
12 | 3 | 17 | 8082 | Yes |  | Irradiance_8082 |  | 0 | 0 | 0
12 | 3 | 18 | 8083 | Yes |  | Irradiance_8083 |  | 0 | 0 | 0
12 | 3 | 19 | 8084 | Yes |  | Irradiance_8084 |  | 0 | 0 | 0
12 | 3 | 20 | 8085 | Yes |  | Irradiance_8085 |  | 0 | 0 | 0
12 | 3 | 21 | 8086 | Yes |  | Irradiance_8086 |  | 0 | 0 | 0
12 | 3 | 22 | 8087 | Yes |  | Irradiance_8087 |  | 0 | 0 | 0
12 | 3 | 23 | 8088 | Yes |  | Irradiance_8088 |  | 0 | 0 | 0
12 | 4 | 0 | 8089 | Yes |  | Irradiance_8089 |  | 0 | 0 | 0
12 | 4 | 1 | 8090 | Yes |  | Irradiance_8090 |  | 0 | 0 | 0
12 | 4 | 2 | 8091 | Yes |  | Irradiance_8091 |  | 0 | 0 | 0
12 | 4 | 3 | 8092 | Yes |  | Irradiance_8092 |  | 0 | 0 | 0
12 | 4 | 4 | 8093 | Yes |  | Irradiance_8093 |  | 0 | 0 | 0
12 | 4 | 5 | 8094 | Yes |  | Irradiance_8094 |  | 0 | 0 | 0
12 | 4 | 6 | 8095 | Yes |  | Irradiance_8095 |  | 0 | 0 | 0
12 | 4 | 7 | 8096 | Yes |  | Irradiance_8096 |  | 0 | 6.672 | 0.09088
12 | 4 | 8 | 8097 | Yes |  | Irradiance_8097 |  | 0 | 162.684 | 21.5614
12 | 4 | 9 | 8098 | Yes |  | Irradiance_8098 |  | 0 | 344.224 | 46.6744
12 | 4 | 10 | 8099 | Yes |  | Irradiance_8099 |  | 0 | 377.332 | 51.6442
12 | 4 | 11 | 8100 | Yes |  | Irradiance_8100 |  | 0 | 256.829 | 35.4115
12 | 4 | 12 | 8101 | Yes |  | Irradiance_8101 |  | 0 | 93.832 | 12.5827
12 | 4 | 13 | 8102 | Yes |  | Irradiance_8102 |  | 0 | 77.35 | 10.2045
12 | 4 | 14 | 8103 | Yes |  | Irradiance_8103 |  | 0 | 31.374 | 3.6342
12 | 4 | 15 | 8104 | Yes |  | Irradiance_8104 |  | 0 | 1.906 | 0
12 | 4 | 16 | 8105 | Yes |  | Irradiance_8105 |  | 0 | 0 | 0
12 | 4 | 17 | 8106 | Yes |  | Irradiance_8106 |  | 0 | 0 | 0
12 | 4 | 18 | 8107 | Yes |  | Irradiance_8107 |  | 0 | 0 | 0
12 | 4 | 19 | 8108 | Yes |  | Irradiance_8108 |  | 0 | 0 | 0
12 | 4 | 20 | 8109 | Yes |  | Irradiance_8109 |  | 0 | 0 | 0
12 | 4 | 21 | 8110 | Yes |  | Irradiance_8110 |  | 0 | 0 | 0
12 | 4 | 22 | 8111 | Yes |  | Irradiance_8111 |  | 0 | 0 | 0
12 | 4 | 23 | 8112 | Yes |  | Irradiance_8112 |  | 0 | 0 | 0
12 | 5 | 0 | 8113 | Yes |  | Irradiance_8113 |  | 0 | 0 | 0
12 | 5 | 1 | 8114 | Yes |  | Irradiance_8114 |  | 0 | 0 | 0
12 | 5 | 2 | 8115 | Yes |  | Irradiance_8115 |  | 0 | 0 | 0
12 | 5 | 3 | 8116 | Yes |  | Irradiance_8116 |  | 0 | 0 | 0
12 | 5 | 4 | 8117 | Yes |  | Irradiance_8117 |  | 0 | 0 | 0
12 | 5 | 5 | 8118 | Yes |  | Irradiance_8118 |  | 0 | 0 | 0
12 | 5 | 6 | 8119 | Yes |  | Irradiance_8119 |  | 0 | 0 | 0
12 | 5 | 7 | 8120 | Yes |  | Irradiance_8120 |  | 0 | 1.906 | 0
12 | 5 | 8 | 8121 | Yes |  | Irradiance_8121 |  | 0 | 31.601 | 3.6891
12 | 5 | 9 | 8122 | Yes |  | Irradiance_8122 |  | 0 | 136.791 | 18.5496
12 | 5 | 10 | 8123 | Yes |  | Irradiance_8123 |  | 0 | 210.831 | 28.863
12 | 5 | 11 | 8124 | Yes |  | Irradiance_8124 |  | 0 | 253.58 | 34.6275
12 | 5 | 12 | 8125 | Yes |  | Irradiance_8125 |  | 0 | 282.228 | 38.2664
12 | 5 | 13 | 8126 | Yes |  | Irradiance_8126 |  | 0 | 196.744 | 26.4098
12 | 5 | 14 | 8127 | Yes |  | Irradiance_8127 |  | 0 | 68.795 | 8.7715
12 | 5 | 15 | 8128 | Yes |  | Irradiance_8128 |  | 0 | 2.859 | 0
12 | 5 | 16 | 8129 | Yes |  | Irradiance_8129 |  | 0 | 0 | 0
12 | 5 | 17 | 8130 | Yes |  | Irradiance_8130 |  | 0 | 0 | 0
12 | 5 | 18 | 8131 | Yes |  | Irradiance_8131 |  | 0 | 0 | 0
12 | 5 | 19 | 8132 | Yes |  | Irradiance_8132 |  | 0 | 0 | 0
12 | 5 | 20 | 8133 | Yes |  | Irradiance_8133 |  | 0 | 0 | 0
12 | 5 | 21 | 8134 | Yes |  | Irradiance_8134 |  | 0 | 0 | 0
12 | 5 | 22 | 8135 | Yes |  | Irradiance_8135 |  | 0 | 0 | 0
12 | 5 | 23 | 8136 | Yes |  | Irradiance_8136 |  | 0 | 0 | 0
12 | 6 | 0 | 8137 | Yes |  | Irradiance_8137 |  | 0 | 0 | 0
12 | 6 | 1 | 8138 | Yes |  | Irradiance_8138 |  | 0 | 0 | 0
12 | 6 | 2 | 8139 | Yes |  | Irradiance_8139 |  | 0 | 0 | 0
12 | 6 | 3 | 8140 | Yes |  | Irradiance_8140 |  | 0 | 0 | 0
12 | 6 | 4 | 8141 | Yes |  | Irradiance_8141 |  | 0 | 0 | 0
12 | 6 | 5 | 8142 | Yes |  | Irradiance_8142 |  | 0 | 0 | 0
12 | 6 | 6 | 8143 | Yes |  | Irradiance_8143 |  | 0 | 0 | 0
12 | 6 | 7 | 8144 | Yes |  | Irradiance_8144 |  | 0 | 3.813 | 0
12 | 6 | 8 | 8145 | Yes |  | Irradiance_8145 |  | 0 | 74.162 | 9.7453
12 | 6 | 9 | 8146 | Yes |  | Irradiance_8146 |  | 0 | 127.584 | 17.5594
12 | 6 | 10 | 8147 | Yes |  | Irradiance_8147 |  | 0 | 115.781 | 15.9541
12 | 6 | 11 | 8148 | Yes |  | Irradiance_8148 |  | 0 | 81.947 | 11.085
12 | 6 | 12 | 8149 | Yes |  | Irradiance_8149 |  | 0 | 37.35 | 4.5722
12 | 6 | 13 | 8150 | Yes |  | Irradiance_8150 |  | 0 | 26.12 | 2.9464
12 | 6 | 14 | 8151 | Yes |  | Irradiance_8151 |  | 0 | 10.242 | 0.61648
12 | 6 | 15 | 8152 | Yes |  | Irradiance_8152 |  | 0 | 0.953 | 0
12 | 6 | 16 | 8153 | Yes |  | Irradiance_8153 |  | 0 | 0 | 0
12 | 6 | 17 | 8154 | Yes |  | Irradiance_8154 |  | 0 | 0 | 0
12 | 6 | 18 | 8155 | Yes |  | Irradiance_8155 |  | 0 | 0 | 0
12 | 6 | 19 | 8156 | Yes |  | Irradiance_8156 |  | 0 | 0 | 0
12 | 6 | 20 | 8157 | Yes |  | Irradiance_8157 |  | 0 | 0 | 0
12 | 6 | 21 | 8158 | Yes |  | Irradiance_8158 |  | 0 | 0 | 0
12 | 6 | 22 | 8159 | Yes |  | Irradiance_8159 |  | 0 | 0 | 0
12 | 6 | 23 | 8160 | Yes |  | Irradiance_8160 |  | 0 | 0 | 0
12 | 7 | 0 | 8161 | Saturday |  | Irradiance_8161 |  | 0 | 0 | 0
12 | 7 | 1 | 8162 | Saturday |  | Irradiance_8162 |  | 0 | 0 | 0
12 | 7 | 2 | 8163 | Saturday |  | Irradiance_8163 |  | 0 | 0 | 0
12 | 7 | 3 | 8164 | Saturday |  | Irradiance_8164 |  | 0 | 0 | 0
12 | 7 | 4 | 8165 | Saturday |  | Irradiance_8165 |  | 0 | 0 | 0
12 | 7 | 5 | 8166 | Saturday |  | Irradiance_8166 |  | 0 | 0 | 0
12 | 7 | 6 | 8167 | Saturday |  | Irradiance_8167 |  | 0 | 0 | 0
12 | 7 | 7 | 8168 | Saturday |  | Irradiance_8168 |  | 0 | 3.813 | 0
12 | 7 | 8 | 8169 | Saturday |  | Irradiance_8169 |  | 0 | 69.548 | 9.2658
12 | 7 | 9 | 8170 | Saturday |  | Irradiance_8170 |  | 0 | 64.214 | 8.7301
12 | 7 | 10 | 8171 | Saturday |  | Irradiance_8171 |  | 0 | 92.215 | 12.8658
12 | 7 | 11 | 8172 | Saturday |  | Irradiance_8172 |  | 0 | 102.062 | 14.3078
12 | 7 | 12 | 8173 | Saturday |  | Irradiance_8173 |  | 0 | 90.64 | 12.6107
12 | 7 | 13 | 8174 | Saturday |  | Irradiance_8174 |  | 0 | 60.973 | 8.2358
12 | 7 | 14 | 8175 | Saturday |  | Irradiance_8175 |  | 0 | 21.475 | 2.3334
12 | 7 | 15 | 8176 | Saturday |  | Irradiance_8176 |  | 0 | 0.953 | 0
12 | 7 | 16 | 8177 | Saturday |  | Irradiance_8177 |  | 0 | 0 | 0
12 | 7 | 17 | 8178 | Saturday |  | Irradiance_8178 |  | 0 | 0 | 0
12 | 7 | 18 | 8179 | Saturday |  | Irradiance_8179 |  | 0 | 0 | 0
12 | 7 | 19 | 8180 | Saturday |  | Irradiance_8180 |  | 0 | 0 | 0
12 | 7 | 20 | 8181 | Saturday |  | Irradiance_8181 |  | 0 | 0 | 0
12 | 7 | 21 | 8182 | Saturday |  | Irradiance_8182 |  | 0 | 0 | 0
12 | 7 | 22 | 8183 | Saturday |  | Irradiance_8183 |  | 0 | 0 | 0
12 | 7 | 23 | 8184 | Saturday |  | Irradiance_8184 |  | 0 | 0 | 0
12 | 8 | 0 | 8185 | Sunday |  | Irradiance_8185 |  | 0 | 0 | 0
12 | 8 | 1 | 8186 | Sunday |  | Irradiance_8186 |  | 0 | 0 | 0
12 | 8 | 2 | 8187 | Sunday |  | Irradiance_8187 |  | 0 | 0 | 0
12 | 8 | 3 | 8188 | Sunday |  | Irradiance_8188 |  | 0 | 0 | 0
12 | 8 | 4 | 8189 | Sunday |  | Irradiance_8189 |  | 0 | 0 | 0
12 | 8 | 5 | 8190 | Sunday |  | Irradiance_8190 |  | 0 | 0 | 0
12 | 8 | 6 | 8191 | Sunday |  | Irradiance_8191 |  | 0 | 0 | 0
12 | 8 | 7 | 8192 | Sunday |  | Irradiance_8192 |  | 0 | 3.813 | 0
12 | 8 | 8 | 8193 | Sunday |  | Irradiance_8193 |  | 0 | 144.684 | 19.8819
12 | 8 | 9 | 8194 | Sunday |  | Irradiance_8194 |  | 0 | 333.899 | 47.0834
12 | 8 | 10 | 8195 | Sunday |  | Irradiance_8195 |  | 0 | 462.161 | 65.0781
12 | 8 | 11 | 8196 | Sunday |  | Irradiance_8196 |  | 0 | 500.2 | 70.3094
12 | 8 | 12 | 8197 | Sunday |  | Irradiance_8197 |  | 0 | 457.337 | 63.9018
12 | 8 | 13 | 8198 | Sunday |  | Irradiance_8198 |  | 0 | 338.365 | 46.7754
12 | 8 | 14 | 8199 | Sunday |  | Irradiance_8199 |  | 0 | 144.736 | 19.325
12 | 8 | 15 | 8200 | Sunday |  | Irradiance_8200 |  | 0 | 2.859 | 0
12 | 8 | 16 | 8201 | Sunday |  | Irradiance_8201 |  | 0 | 0 | 0
12 | 8 | 17 | 8202 | Sunday |  | Irradiance_8202 |  | 0 | 0 | 0
12 | 8 | 18 | 8203 | Sunday |  | Irradiance_8203 |  | 0 | 0 | 0
12 | 8 | 19 | 8204 | Sunday |  | Irradiance_8204 |  | 0 | 0 | 0
12 | 8 | 20 | 8205 | Sunday |  | Irradiance_8205 |  | 0 | 0 | 0
12 | 8 | 21 | 8206 | Sunday |  | Irradiance_8206 |  | 0 | 0 | 0
12 | 8 | 22 | 8207 | Sunday |  | Irradiance_8207 |  | 0 | 0 | 0
12 | 8 | 23 | 8208 | Sunday |  | Irradiance_8208 |  | 0 | 0 | 0
12 | 9 | 0 | 8209 | Yes |  | Irradiance_8209 |  | 0 | 0 | 0
12 | 9 | 1 | 8210 | Yes |  | Irradiance_8210 |  | 0 | 0 | 0
12 | 9 | 2 | 8211 | Yes |  | Irradiance_8211 |  | 0 | 0 | 0
12 | 9 | 3 | 8212 | Yes |  | Irradiance_8212 |  | 0 | 0 | 0
12 | 9 | 4 | 8213 | Yes |  | Irradiance_8213 |  | 0 | 0 | 0
12 | 9 | 5 | 8214 | Yes |  | Irradiance_8214 |  | 0 | 0 | 0
12 | 9 | 6 | 8215 | Yes |  | Irradiance_8215 |  | 0 | 0 | 0
12 | 9 | 7 | 8216 | Yes |  | Irradiance_8216 |  | 0 | 3.813 | 0
12 | 9 | 8 | 8217 | Yes |  | Irradiance_8217 |  | 0 | 147.627 | 20.2114
12 | 9 | 9 | 8218 | Yes |  | Irradiance_8218 |  | 0 | 340.964 | 47.6125
12 | 9 | 10 | 8219 | Yes |  | Irradiance_8219 |  | 0 | 464.21 | 65.0059
12 | 9 | 11 | 8220 | Yes |  | Irradiance_8220 |  | 0 | 498.755 | 69.3562
12 | 9 | 12 | 8221 | Yes |  | Irradiance_8221 |  | 0 | 456.233 | 62.8752
12 | 9 | 13 | 8222 | Yes |  | Irradiance_8222 |  | 0 | 338.187 | 46.2094
12 | 9 | 14 | 8223 | Yes |  | Irradiance_8223 |  | 0 | 142.893 | 18.9838
12 | 9 | 15 | 8224 | Yes |  | Irradiance_8224 |  | 0 | 2.859 | 0
12 | 9 | 16 | 8225 | Yes |  | Irradiance_8225 |  | 0 | 0 | 0
12 | 9 | 17 | 8226 | Yes |  | Irradiance_8226 |  | 0 | 0 | 0
12 | 9 | 18 | 8227 | Yes |  | Irradiance_8227 |  | 0 | 0 | 0
12 | 9 | 19 | 8228 | Yes |  | Irradiance_8228 |  | 0 | 0 | 0
12 | 9 | 20 | 8229 | Yes |  | Irradiance_8229 |  | 0 | 0 | 0
12 | 9 | 21 | 8230 | Yes |  | Irradiance_8230 |  | 0 | 0 | 0
12 | 9 | 22 | 8231 | Yes |  | Irradiance_8231 |  | 0 | 0 | 0
12 | 9 | 23 | 8232 | Yes |  | Irradiance_8232 |  | 0 | 0 | 0
12 | 10 | 0 | 8233 | Yes |  | Irradiance_8233 |  | 0 | 0 | 0
12 | 10 | 1 | 8234 | Yes |  | Irradiance_8234 |  | 0 | 0 | 0
12 | 10 | 2 | 8235 | Yes |  | Irradiance_8235 |  | 0 | 0 | 0
12 | 10 | 3 | 8236 | Yes |  | Irradiance_8236 |  | 0 | 0 | 0
12 | 10 | 4 | 8237 | Yes |  | Irradiance_8237 |  | 0 | 0 | 0
12 | 10 | 5 | 8238 | Yes |  | Irradiance_8238 |  | 0 | 0 | 0
12 | 10 | 6 | 8239 | Yes |  | Irradiance_8239 |  | 0 | 0 | 0
12 | 10 | 7 | 8240 | Yes |  | Irradiance_8240 |  | 0 | 2.859 | 0
12 | 10 | 8 | 8241 | Yes |  | Irradiance_8241 |  | 0 | 64.036 | 8.5904
12 | 10 | 9 | 8242 | Yes |  | Irradiance_8242 |  | 0 | 61.026 | 8.2984
12 | 10 | 10 | 8243 | Yes |  | Irradiance_8243 |  | 0 | 90.304 | 12.6349
12 | 10 | 11 | 8244 | Yes |  | Irradiance_8244 |  | 0 | 100.075 | 13.9515
12 | 10 | 12 | 8245 | Yes |  | Irradiance_8245 |  | 0 | 89.18 | 12.3482
12 | 10 | 13 | 8246 | Yes |  | Irradiance_8246 |  | 0 | 73.641 | 10.0557
12 | 10 | 14 | 8247 | Yes |  | Irradiance_8247 |  | 0 | 29.3 | 3.513
12 | 10 | 15 | 8248 | Yes |  | Irradiance_8248 |  | 0 | 1.906 | 0
12 | 10 | 16 | 8249 | Yes |  | Irradiance_8249 |  | 0 | 0 | 0
12 | 10 | 17 | 8250 | Yes |  | Irradiance_8250 |  | 0 | 0 | 0
12 | 10 | 18 | 8251 | Yes |  | Irradiance_8251 |  | 0 | 0 | 0
12 | 10 | 19 | 8252 | Yes |  | Irradiance_8252 |  | 0 | 0 | 0
12 | 10 | 20 | 8253 | Yes |  | Irradiance_8253 |  | 0 | 0 | 0
12 | 10 | 21 | 8254 | Yes |  | Irradiance_8254 |  | 0 | 0 | 0
12 | 10 | 22 | 8255 | Yes |  | Irradiance_8255 |  | 0 | 0 | 0
12 | 10 | 23 | 8256 | Yes |  | Irradiance_8256 |  | 0 | 0 | 0
12 | 11 | 0 | 8257 | Yes |  | Irradiance_8257 |  | 0 | 0 | 0
12 | 11 | 1 | 8258 | Yes |  | Irradiance_8258 |  | 0 | 0 | 0
12 | 11 | 2 | 8259 | Yes |  | Irradiance_8259 |  | 0 | 0 | 0
12 | 11 | 3 | 8260 | Yes |  | Irradiance_8260 |  | 0 | 0 | 0
12 | 11 | 4 | 8261 | Yes |  | Irradiance_8261 |  | 0 | 0 | 0
12 | 11 | 5 | 8262 | Yes |  | Irradiance_8262 |  | 0 | 0 | 0
12 | 11 | 6 | 8263 | Yes |  | Irradiance_8263 |  | 0 | 0 | 0
12 | 11 | 7 | 8264 | Yes |  | Irradiance_8264 |  | 0 | 0.953 | 0
12 | 11 | 8 | 8265 | Yes |  | Irradiance_8265 |  | 0 | 9.309 | 0.52064
12 | 11 | 9 | 8266 | Yes |  | Irradiance_8266 |  | 0 | 25.185 | 2.9091
12 | 11 | 10 | 8267 | Yes |  | Irradiance_8267 |  | 0 | 36.414 | 4.6002
12 | 11 | 11 | 8268 | Yes |  | Irradiance_8268 |  | 0 | 40.16 | 5.168
12 | 11 | 12 | 8269 | Yes |  | Irradiance_8269 |  | 0 | 36.414 | 4.6306
12 | 11 | 13 | 8270 | Yes |  | Irradiance_8270 |  | 0 | 25.185 | 2.9392
12 | 11 | 14 | 8271 | Yes |  | Irradiance_8271 |  | 0 | 9.309 | 0.52912
12 | 11 | 15 | 8272 | Yes |  | Irradiance_8272 |  | 0 | 0.953 | 0
12 | 11 | 16 | 8273 | Yes |  | Irradiance_8273 |  | 0 | 0 | 0
12 | 11 | 17 | 8274 | Yes |  | Irradiance_8274 |  | 0 | 0 | 0
12 | 11 | 18 | 8275 | Yes |  | Irradiance_8275 |  | 0 | 0 | 0
12 | 11 | 19 | 8276 | Yes |  | Irradiance_8276 |  | 0 | 0 | 0
12 | 11 | 20 | 8277 | Yes |  | Irradiance_8277 |  | 0 | 0 | 0
12 | 11 | 21 | 8278 | Yes |  | Irradiance_8278 |  | 0 | 0 | 0
12 | 11 | 22 | 8279 | Yes |  | Irradiance_8279 |  | 0 | 0 | 0
12 | 11 | 23 | 8280 | Yes |  | Irradiance_8280 |  | 0 | 0 | 0
12 | 12 | 0 | 8281 | Yes |  | Irradiance_8281 |  | 0 | 0 | 0
12 | 12 | 1 | 8282 | Yes |  | Irradiance_8282 |  | 0 | 0 | 0
12 | 12 | 2 | 8283 | Yes |  | Irradiance_8283 |  | 0 | 0 | 0
12 | 12 | 3 | 8284 | Yes |  | Irradiance_8284 |  | 0 | 0 | 0
12 | 12 | 4 | 8285 | Yes |  | Irradiance_8285 |  | 0 | 0 | 0
12 | 12 | 5 | 8286 | Yes |  | Irradiance_8286 |  | 0 | 0 | 0
12 | 12 | 6 | 8287 | Yes |  | Irradiance_8287 |  | 0 | 0 | 0
12 | 12 | 7 | 8288 | Yes |  | Irradiance_8288 |  | 0 | 0.953 | 0
12 | 12 | 8 | 8289 | Yes |  | Irradiance_8289 |  | 0 | 9.309 | 0.53008
12 | 12 | 9 | 8290 | Yes |  | Irradiance_8290 |  | 0 | 25.185 | 2.9336
12 | 12 | 10 | 8291 | Yes |  | Irradiance_8291 |  | 0 | 52.08 | 6.9965
12 | 12 | 11 | 8292 | Yes |  | Irradiance_8292 |  | 0 | 77.856 | 10.8424
12 | 12 | 12 | 8293 | Yes |  | Irradiance_8293 |  | 0 | 86.917 | 12.1416
12 | 12 | 13 | 8294 | Yes |  | Irradiance_8294 |  | 0 | 58.919 | 7.9677
12 | 12 | 14 | 8295 | Yes |  | Irradiance_8295 |  | 0 | 20.539 | 2.2112
12 | 12 | 15 | 8296 | Yes |  | Irradiance_8296 |  | 0 | 0.953 | 0
12 | 12 | 16 | 8297 | Yes |  | Irradiance_8297 |  | 0 | 0 | 0
12 | 12 | 17 | 8298 | Yes |  | Irradiance_8298 |  | 0 | 0 | 0
12 | 12 | 18 | 8299 | Yes |  | Irradiance_8299 |  | 0 | 0 | 0
12 | 12 | 19 | 8300 | Yes |  | Irradiance_8300 |  | 0 | 0 | 0
12 | 12 | 20 | 8301 | Yes |  | Irradiance_8301 |  | 0 | 0 | 0
12 | 12 | 21 | 8302 | Yes |  | Irradiance_8302 |  | 0 | 0 | 0
12 | 12 | 22 | 8303 | Yes |  | Irradiance_8303 |  | 0 | 0 | 0
12 | 12 | 23 | 8304 | Yes |  | Irradiance_8304 |  | 0 | 0 | 0
12 | 13 | 0 | 8305 | Yes |  | Irradiance_8305 |  | 0 | 0 | 0
12 | 13 | 1 | 8306 | Yes |  | Irradiance_8306 |  | 0 | 0 | 0
12 | 13 | 2 | 8307 | Yes |  | Irradiance_8307 |  | 0 | 0 | 0
12 | 13 | 3 | 8308 | Yes |  | Irradiance_8308 |  | 0 | 0 | 0
12 | 13 | 4 | 8309 | Yes |  | Irradiance_8309 |  | 0 | 0 | 0
12 | 13 | 5 | 8310 | Yes |  | Irradiance_8310 |  | 0 | 0 | 0
12 | 13 | 6 | 8311 | Yes |  | Irradiance_8311 |  | 0 | 0 | 0
12 | 13 | 7 | 8312 | Yes |  | Irradiance_8312 |  | 0 | 1.906 | 0
12 | 13 | 8 | 8313 | Yes |  | Irradiance_8313 |  | 0 | 67.505 | 9.2938
12 | 13 | 9 | 8314 | Yes |  | Irradiance_8314 |  | 0 | 117.903 | 17.0366
12 | 13 | 10 | 8315 | Yes |  | Irradiance_8315 |  | 0 | 109.487 | 15.763
12 | 13 | 11 | 8316 | Yes |  | Irradiance_8316 |  | 0 | 77.945 | 11.0462
12 | 13 | 12 | 8317 | Yes |  | Irradiance_8317 |  | 0 | 36.415 | 4.712
12 | 13 | 13 | 8318 | Yes |  | Irradiance_8318 |  | 0 | 25.186 | 2.9978
12 | 13 | 14 | 8319 | Yes |  | Irradiance_8319 |  | 0 | 9.309 | 0.55008
12 | 13 | 15 | 8320 | Yes |  | Irradiance_8320 |  | 0 | 0.953 | 0
12 | 13 | 16 | 8321 | Yes |  | Irradiance_8321 |  | 0 | 0 | 0
12 | 13 | 17 | 8322 | Yes |  | Irradiance_8322 |  | 0 | 0 | 0
12 | 13 | 18 | 8323 | Yes |  | Irradiance_8323 |  | 0 | 0 | 0
12 | 13 | 19 | 8324 | Yes |  | Irradiance_8324 |  | 0 | 0 | 0
12 | 13 | 20 | 8325 | Yes |  | Irradiance_8325 |  | 0 | 0 | 0
12 | 13 | 21 | 8326 | Yes |  | Irradiance_8326 |  | 0 | 0 | 0
12 | 13 | 22 | 8327 | Yes |  | Irradiance_8327 |  | 0 | 0 | 0
12 | 13 | 23 | 8328 | Yes |  | Irradiance_8328 |  | 0 | 0 | 0
12 | 14 | 0 | 8329 | Saturday |  | Irradiance_8329 |  | 0 | 0 | 0
12 | 14 | 1 | 8330 | Saturday |  | Irradiance_8330 |  | 0 | 0 | 0
12 | 14 | 2 | 8331 | Saturday |  | Irradiance_8331 |  | 0 | 0 | 0
12 | 14 | 3 | 8332 | Saturday |  | Irradiance_8332 |  | 0 | 0 | 0
12 | 14 | 4 | 8333 | Saturday |  | Irradiance_8333 |  | 0 | 0 | 0
12 | 14 | 5 | 8334 | Saturday |  | Irradiance_8334 |  | 0 | 0 | 0
12 | 14 | 6 | 8335 | Saturday |  | Irradiance_8335 |  | 0 | 0 | 0
12 | 14 | 7 | 8336 | Saturday |  | Irradiance_8336 |  | 0 | 0.953 | 0
12 | 14 | 8 | 8337 | Saturday |  | Irradiance_8337 |  | 0 | 13.046 | 1.1174
12 | 14 | 9 | 8338 | Saturday |  | Irradiance_8338 |  | 0 | 24.25 | 2.8336
12 | 14 | 10 | 8339 | Saturday |  | Irradiance_8339 |  | 0 | 35.478 | 4.531
12 | 14 | 11 | 8340 | Saturday |  | Irradiance_8340 |  | 0 | 40.161 | 5.2424
12 | 14 | 12 | 8341 | Saturday |  | Irradiance_8341 |  | 0 | 35.478 | 4.5349
12 | 14 | 13 | 8342 | Saturday |  | Irradiance_8342 |  | 0 | 35.497 | 4.5333
12 | 14 | 14 | 8343 | Saturday |  | Irradiance_8343 |  | 0 | 16.789 | 1.6893
12 | 14 | 15 | 8344 | Saturday |  | Irradiance_8344 |  | 0 | 0.953 | 0
12 | 14 | 16 | 8345 | Saturday |  | Irradiance_8345 |  | 0 | 0 | 0
12 | 14 | 17 | 8346 | Saturday |  | Irradiance_8346 |  | 0 | 0 | 0
12 | 14 | 18 | 8347 | Saturday |  | Irradiance_8347 |  | 0 | 0 | 0
12 | 14 | 19 | 8348 | Saturday |  | Irradiance_8348 |  | 0 | 0 | 0
12 | 14 | 20 | 8349 | Saturday |  | Irradiance_8349 |  | 0 | 0 | 0
12 | 14 | 21 | 8350 | Saturday |  | Irradiance_8350 |  | 0 | 0 | 0
12 | 14 | 22 | 8351 | Saturday |  | Irradiance_8351 |  | 0 | 0 | 0
12 | 14 | 23 | 8352 | Saturday |  | Irradiance_8352 |  | 0 | 0 | 0
12 | 15 | 0 | 8353 | Sunday |  | Irradiance_8353 |  | 0 | 0 | 0
12 | 15 | 1 | 8354 | Sunday |  | Irradiance_8354 |  | 0 | 0 | 0
12 | 15 | 2 | 8355 | Sunday |  | Irradiance_8355 |  | 0 | 0 | 0
12 | 15 | 3 | 8356 | Sunday |  | Irradiance_8356 |  | 0 | 0 | 0
12 | 15 | 4 | 8357 | Sunday |  | Irradiance_8357 |  | 0 | 0 | 0
12 | 15 | 5 | 8358 | Sunday |  | Irradiance_8358 |  | 0 | 0 | 0
12 | 15 | 6 | 8359 | Sunday |  | Irradiance_8359 |  | 0 | 0 | 0
12 | 15 | 7 | 8360 | Sunday |  | Irradiance_8360 |  | 0 | 0 | 0
12 | 15 | 8 | 8361 | Sunday |  | Irradiance_8361 |  | 0 | 8.377 | 0.37808
12 | 15 | 9 | 8362 | Sunday |  | Irradiance_8362 |  | 0 | 24.25 | 2.7733
12 | 15 | 10 | 8363 | Sunday |  | Irradiance_8363 |  | 0 | 35.478 | 4.4603
12 | 15 | 11 | 8364 | Sunday |  | Irradiance_8364 |  | 0 | 39.224 | 4.9997
12 | 15 | 12 | 8365 | Sunday |  | Irradiance_8365 |  | 0 | 35.478 | 4.4522
12 | 15 | 13 | 8366 | Sunday |  | Irradiance_8366 |  | 0 | 24.25 | 2.7606
12 | 15 | 14 | 8367 | Sunday |  | Irradiance_8367 |  | 0 | 9.309 | 0.51872
12 | 15 | 15 | 8368 | Sunday |  | Irradiance_8368 |  | 0 | 0.953 | 0
12 | 15 | 16 | 8369 | Sunday |  | Irradiance_8369 |  | 0 | 0 | 0
12 | 15 | 17 | 8370 | Sunday |  | Irradiance_8370 |  | 0 | 0 | 0
12 | 15 | 18 | 8371 | Sunday |  | Irradiance_8371 |  | 0 | 0 | 0
12 | 15 | 19 | 8372 | Sunday |  | Irradiance_8372 |  | 0 | 0 | 0
12 | 15 | 20 | 8373 | Sunday |  | Irradiance_8373 |  | 0 | 0 | 0
12 | 15 | 21 | 8374 | Sunday |  | Irradiance_8374 |  | 0 | 0 | 0
12 | 15 | 22 | 8375 | Sunday |  | Irradiance_8375 |  | 0 | 0 | 0
12 | 15 | 23 | 8376 | Sunday |  | Irradiance_8376 |  | 0 | 0 | 0
12 | 16 | 0 | 8377 | Yes |  | Irradiance_8377 |  | 0 | 0 | 0
12 | 16 | 1 | 8378 | Yes |  | Irradiance_8378 |  | 0 | 0 | 0
12 | 16 | 2 | 8379 | Yes |  | Irradiance_8379 |  | 0 | 0 | 0
12 | 16 | 3 | 8380 | Yes |  | Irradiance_8380 |  | 0 | 0 | 0
12 | 16 | 4 | 8381 | Yes |  | Irradiance_8381 |  | 0 | 0 | 0
12 | 16 | 5 | 8382 | Yes |  | Irradiance_8382 |  | 0 | 0 | 0
12 | 16 | 6 | 8383 | Yes |  | Irradiance_8383 |  | 0 | 0 | 0
12 | 16 | 7 | 8384 | Yes |  | Irradiance_8384 |  | 0 | 0 | 0
12 | 16 | 8 | 8385 | Yes |  | Irradiance_8385 |  | 0 | 8.377 | 0.38128
12 | 16 | 9 | 8386 | Yes |  | Irradiance_8386 |  | 0 | 23.315 | 2.493
12 | 16 | 10 | 8387 | Yes |  | Irradiance_8387 |  | 0 | 34.541 | 4.1894
12 | 16 | 11 | 8388 | Yes |  | Irradiance_8388 |  | 0 | 39.224 | 4.9605
12 | 16 | 12 | 8389 | Yes |  | Irradiance_8389 |  | 0 | 35.478 | 4.4781
12 | 16 | 13 | 8390 | Yes |  | Irradiance_8390 |  | 0 | 24.25 | 2.7826
12 | 16 | 14 | 8391 | Yes |  | Irradiance_8391 |  | 0 | 9.309 | 0.5216
12 | 16 | 15 | 8392 | Yes |  | Irradiance_8392 |  | 0 | 0.953 | 0
12 | 16 | 16 | 8393 | Yes |  | Irradiance_8393 |  | 0 | 0 | 0
12 | 16 | 17 | 8394 | Yes |  | Irradiance_8394 |  | 0 | 0 | 0
12 | 16 | 18 | 8395 | Yes |  | Irradiance_8395 |  | 0 | 0 | 0
12 | 16 | 19 | 8396 | Yes |  | Irradiance_8396 |  | 0 | 0 | 0
12 | 16 | 20 | 8397 | Yes |  | Irradiance_8397 |  | 0 | 0 | 0
12 | 16 | 21 | 8398 | Yes |  | Irradiance_8398 |  | 0 | 0 | 0
12 | 16 | 22 | 8399 | Yes |  | Irradiance_8399 |  | 0 | 0 | 0
12 | 16 | 23 | 8400 | Yes |  | Irradiance_8400 |  | 0 | 0 | 0
12 | 17 | 0 | 8401 | Yes |  | Irradiance_8401 |  | 0 | 0 | 0
12 | 17 | 1 | 8402 | Yes |  | Irradiance_8402 |  | 0 | 0 | 0
12 | 17 | 2 | 8403 | Yes |  | Irradiance_8403 |  | 0 | 0 | 0
12 | 17 | 3 | 8404 | Yes |  | Irradiance_8404 |  | 0 | 0 | 0
12 | 17 | 4 | 8405 | Yes |  | Irradiance_8405 |  | 0 | 0 | 0
12 | 17 | 5 | 8406 | Yes |  | Irradiance_8406 |  | 0 | 0 | 0
12 | 17 | 6 | 8407 | Yes |  | Irradiance_8407 |  | 0 | 0 | 0
12 | 17 | 7 | 8408 | Yes |  | Irradiance_8408 |  | 0 | 0 | 0
12 | 17 | 8 | 8409 | Yes |  | Irradiance_8409 |  | 0 | 12.112 | 0.93024
12 | 17 | 9 | 8410 | Yes |  | Irradiance_8410 |  | 0 | 38.612 | 4.9042
12 | 17 | 10 | 8411 | Yes |  | Irradiance_8411 |  | 0 | 67.465 | 9.1595
12 | 17 | 11 | 8412 | Yes |  | Irradiance_8412 |  | 0 | 85.624 | 11.8446
12 | 17 | 12 | 8413 | Yes |  | Irradiance_8413 |  | 0 | 86.016 | 11.9179
12 | 17 | 13 | 8414 | Yes |  | Irradiance_8414 |  | 0 | 46.596 | 6.0904
12 | 17 | 14 | 8415 | Yes |  | Irradiance_8415 |  | 0 | 13.045 | 1.0693
12 | 17 | 15 | 8416 | Yes |  | Irradiance_8416 |  | 0 | 0.953 | 0
12 | 17 | 16 | 8417 | Yes |  | Irradiance_8417 |  | 0 | 0 | 0
12 | 17 | 17 | 8418 | Yes |  | Irradiance_8418 |  | 0 | 0 | 0
12 | 17 | 18 | 8419 | Yes |  | Irradiance_8419 |  | 0 | 0 | 0
12 | 17 | 19 | 8420 | Yes |  | Irradiance_8420 |  | 0 | 0 | 0
12 | 17 | 20 | 8421 | Yes |  | Irradiance_8421 |  | 0 | 0 | 0
12 | 17 | 21 | 8422 | Yes |  | Irradiance_8422 |  | 0 | 0 | 0
12 | 17 | 22 | 8423 | Yes |  | Irradiance_8423 |  | 0 | 0 | 0
12 | 17 | 23 | 8424 | Yes |  | Irradiance_8424 |  | 0 | 0 | 0
12 | 18 | 0 | 8425 | Yes |  | Irradiance_8425 |  | 0 | 0 | 0
12 | 18 | 1 | 8426 | Yes |  | Irradiance_8426 |  | 0 | 0 | 0
12 | 18 | 2 | 8427 | Yes |  | Irradiance_8427 |  | 0 | 0 | 0
12 | 18 | 3 | 8428 | Yes |  | Irradiance_8428 |  | 0 | 0 | 0
12 | 18 | 4 | 8429 | Yes |  | Irradiance_8429 |  | 0 | 0 | 0
12 | 18 | 5 | 8430 | Yes |  | Irradiance_8430 |  | 0 | 0 | 0
12 | 18 | 6 | 8431 | Yes |  | Irradiance_8431 |  | 0 | 0 | 0
12 | 18 | 7 | 8432 | Yes |  | Irradiance_8432 |  | 0 | 0 | 0
12 | 18 | 8 | 8433 | Yes |  | Irradiance_8433 |  | 0 | 8.377 | 0.37056
12 | 18 | 9 | 8434 | Yes |  | Irradiance_8434 |  | 0 | 23.315 | 2.6126
12 | 18 | 10 | 8435 | Yes |  | Irradiance_8435 |  | 0 | 34.541 | 4.284
12 | 18 | 11 | 8436 | Yes |  | Irradiance_8436 |  | 0 | 38.287 | 4.8302
12 | 18 | 12 | 8437 | Yes |  | Irradiance_8437 |  | 0 | 35.478 | 4.419
12 | 18 | 13 | 8438 | Yes |  | Irradiance_8438 |  | 0 | 24.25 | 2.74
12 | 18 | 14 | 8439 | Yes |  | Irradiance_8439 |  | 0 | 9.309 | 0.50464
12 | 18 | 15 | 8440 | Yes |  | Irradiance_8440 |  | 0 | 0.953 | 0
12 | 18 | 16 | 8441 | Yes |  | Irradiance_8441 |  | 0 | 0 | 0
12 | 18 | 17 | 8442 | Yes |  | Irradiance_8442 |  | 0 | 0 | 0
12 | 18 | 18 | 8443 | Yes |  | Irradiance_8443 |  | 0 | 0 | 0
12 | 18 | 19 | 8444 | Yes |  | Irradiance_8444 |  | 0 | 0 | 0
12 | 18 | 20 | 8445 | Yes |  | Irradiance_8445 |  | 0 | 0 | 0
12 | 18 | 21 | 8446 | Yes |  | Irradiance_8446 |  | 0 | 0 | 0
12 | 18 | 22 | 8447 | Yes |  | Irradiance_8447 |  | 0 | 0 | 0
12 | 18 | 23 | 8448 | Yes |  | Irradiance_8448 |  | 0 | 0 | 0
12 | 19 | 0 | 8449 | Yes |  | Irradiance_8449 |  | 0 | 0 | 0
12 | 19 | 1 | 8450 | Yes |  | Irradiance_8450 |  | 0 | 0 | 0
12 | 19 | 2 | 8451 | Yes |  | Irradiance_8451 |  | 0 | 0 | 0
12 | 19 | 3 | 8452 | Yes |  | Irradiance_8452 |  | 0 | 0 | 0
12 | 19 | 4 | 8453 | Yes |  | Irradiance_8453 |  | 0 | 0 | 0
12 | 19 | 5 | 8454 | Yes |  | Irradiance_8454 |  | 0 | 0 | 0
12 | 19 | 6 | 8455 | Yes |  | Irradiance_8455 |  | 0 | 0 | 0
12 | 19 | 7 | 8456 | Yes |  | Irradiance_8456 |  | 0 | 0 | 0
12 | 19 | 8 | 8457 | Yes |  | Irradiance_8457 |  | 0 | 8.377 | 0.37504
12 | 19 | 9 | 8458 | Yes |  | Irradiance_8458 |  | 0 | 23.316 | 2.6333
12 | 19 | 10 | 8459 | Yes |  | Irradiance_8459 |  | 0 | 66.369 | 9.0824
12 | 19 | 11 | 8460 | Yes |  | Irradiance_8460 |  | 0 | 118.584 | 16.6869
12 | 19 | 12 | 8461 | Yes |  | Irradiance_8461 |  | 0 | 177.77 | 25.0128
12 | 19 | 13 | 8462 | Yes |  | Irradiance_8462 |  | 0 | 126.994 | 17.5243
12 | 19 | 14 | 8463 | Yes |  | Irradiance_8463 |  | 0 | 33.549 | 4.0827
12 | 19 | 15 | 8464 | Yes |  | Irradiance_8464 |  | 0 | 1.906 | 0
12 | 19 | 16 | 8465 | Yes |  | Irradiance_8465 |  | 0 | 0 | 0
12 | 19 | 17 | 8466 | Yes |  | Irradiance_8466 |  | 0 | 0 | 0
12 | 19 | 18 | 8467 | Yes |  | Irradiance_8467 |  | 0 | 0 | 0
12 | 19 | 19 | 8468 | Yes |  | Irradiance_8468 |  | 0 | 0 | 0
12 | 19 | 20 | 8469 | Yes |  | Irradiance_8469 |  | 0 | 0 | 0
12 | 19 | 21 | 8470 | Yes |  | Irradiance_8470 |  | 0 | 0 | 0
12 | 19 | 22 | 8471 | Yes |  | Irradiance_8471 |  | 0 | 0 | 0
12 | 19 | 23 | 8472 | Yes |  | Irradiance_8472 |  | 0 | 0 | 0
12 | 20 | 0 | 8473 | Yes |  | Irradiance_8473 |  | 0 | 0 | 0
12 | 20 | 1 | 8474 | Yes |  | Irradiance_8474 |  | 0 | 0 | 0
12 | 20 | 2 | 8475 | Yes |  | Irradiance_8475 |  | 0 | 0 | 0
12 | 20 | 3 | 8476 | Yes |  | Irradiance_8476 |  | 0 | 0 | 0
12 | 20 | 4 | 8477 | Yes |  | Irradiance_8477 |  | 0 | 0 | 0
12 | 20 | 5 | 8478 | Yes |  | Irradiance_8478 |  | 0 | 0 | 0
12 | 20 | 6 | 8479 | Yes |  | Irradiance_8479 |  | 0 | 0 | 0
12 | 20 | 7 | 8480 | Yes |  | Irradiance_8480 |  | 0 | 0 | 0
12 | 20 | 8 | 8481 | Yes |  | Irradiance_8481 |  | 0 | 7.445 | 0.23312
12 | 20 | 9 | 8482 | Yes |  | Irradiance_8482 |  | 0 | 22.38 | 2.4883
12 | 20 | 10 | 8483 | Yes |  | Irradiance_8483 |  | 0 | 34.542 | 4.333
12 | 20 | 11 | 8484 | Yes |  | Irradiance_8484 |  | 0 | 38.287 | 4.8725
12 | 20 | 12 | 8485 | Yes |  | Irradiance_8485 |  | 0 | 35.478 | 4.4597
12 | 20 | 13 | 8486 | Yes |  | Irradiance_8486 |  | 0 | 34.559 | 4.3134
12 | 20 | 14 | 8487 | Yes |  | Irradiance_8487 |  | 0 | 16.788 | 1.6514
12 | 20 | 15 | 8488 | Yes |  | Irradiance_8488 |  | 0 | 0.953 | 0
12 | 20 | 16 | 8489 | Yes |  | Irradiance_8489 |  | 0 | 0 | 0
12 | 20 | 17 | 8490 | Yes |  | Irradiance_8490 |  | 0 | 0 | 0
12 | 20 | 18 | 8491 | Yes |  | Irradiance_8491 |  | 0 | 0 | 0
12 | 20 | 19 | 8492 | Yes |  | Irradiance_8492 |  | 0 | 0 | 0
12 | 20 | 20 | 8493 | Yes |  | Irradiance_8493 |  | 0 | 0 | 0
12 | 20 | 21 | 8494 | Yes |  | Irradiance_8494 |  | 0 | 0 | 0
12 | 20 | 22 | 8495 | Yes |  | Irradiance_8495 |  | 0 | 0 | 0
12 | 20 | 23 | 8496 | Yes |  | Irradiance_8496 |  | 0 | 0 | 0
12 | 21 | 0 | 8497 | Saturday |  | Irradiance_8497 |  | 0 | 0 | 0
12 | 21 | 1 | 8498 | Saturday |  | Irradiance_8498 |  | 0 | 0 | 0
12 | 21 | 2 | 8499 | Saturday |  | Irradiance_8499 |  | 0 | 0 | 0
12 | 21 | 3 | 8500 | Saturday |  | Irradiance_8500 |  | 0 | 0 | 0
12 | 21 | 4 | 8501 | Saturday |  | Irradiance_8501 |  | 0 | 0 | 0
12 | 21 | 5 | 8502 | Saturday |  | Irradiance_8502 |  | 0 | 0 | 0
12 | 21 | 6 | 8503 | Saturday |  | Irradiance_8503 |  | 0 | 0 | 0
12 | 21 | 7 | 8504 | Saturday |  | Irradiance_8504 |  | 0 | 0.953 | 0
12 | 21 | 8 | 8505 | Saturday |  | Irradiance_8505 |  | 0 | 56.068 | 7.4515
12 | 21 | 9 | 8506 | Saturday |  | Irradiance_8506 |  | 0 | 164.718 | 24.0622
12 | 21 | 10 | 8507 | Saturday |  | Irradiance_8507 |  | 0 | 352.899 | 51.3747
12 | 21 | 11 | 8508 | Saturday |  | Irradiance_8508 |  | 0 | 429.976 | 61.9707
12 | 21 | 12 | 8509 | Saturday |  | Irradiance_8509 |  | 0 | 409.049 | 58.9282
12 | 21 | 13 | 8510 | Saturday |  | Irradiance_8510 |  | 0 | 225.893 | 32.4883
12 | 21 | 14 | 8511 | Saturday |  | Irradiance_8511 |  | 0 | 48.626 | 6.4322
12 | 21 | 15 | 8512 | Saturday |  | Irradiance_8512 |  | 0 | 0.953 | 0
12 | 21 | 16 | 8513 | Saturday |  | Irradiance_8513 |  | 0 | 0 | 0
12 | 21 | 17 | 8514 | Saturday |  | Irradiance_8514 |  | 0 | 0 | 0
12 | 21 | 18 | 8515 | Saturday |  | Irradiance_8515 |  | 0 | 0 | 0
12 | 21 | 19 | 8516 | Saturday |  | Irradiance_8516 |  | 0 | 0 | 0
12 | 21 | 20 | 8517 | Saturday |  | Irradiance_8517 |  | 0 | 0 | 0
12 | 21 | 21 | 8518 | Saturday |  | Irradiance_8518 |  | 0 | 0 | 0
12 | 21 | 22 | 8519 | Saturday |  | Irradiance_8519 |  | 0 | 0 | 0
12 | 21 | 23 | 8520 | Saturday |  | Irradiance_8520 |  | 0 | 0 | 0
12 | 22 | 0 | 8521 | Sunday |  | Irradiance_8521 |  | 0 | 0 | 0
12 | 22 | 1 | 8522 | Sunday |  | Irradiance_8522 |  | 0 | 0 | 0
12 | 22 | 2 | 8523 | Sunday |  | Irradiance_8523 |  | 0 | 0 | 0
12 | 22 | 3 | 8524 | Sunday |  | Irradiance_8524 |  | 0 | 0 | 0
12 | 22 | 4 | 8525 | Sunday |  | Irradiance_8525 |  | 0 | 0 | 0
12 | 22 | 5 | 8526 | Sunday |  | Irradiance_8526 |  | 0 | 0 | 0
12 | 22 | 6 | 8527 | Sunday |  | Irradiance_8527 |  | 0 | 0 | 0
12 | 22 | 7 | 8528 | Sunday |  | Irradiance_8528 |  | 0 | 0.953 | 0
12 | 22 | 8 | 8529 | Sunday |  | Irradiance_8529 |  | 0 | 71.942 | 9.7331
12 | 22 | 9 | 8530 | Sunday |  | Irradiance_8530 |  | 0 | 183.206 | 26.6618
12 | 22 | 10 | 8531 | Sunday |  | Irradiance_8531 |  | 0 | 349.458 | 50.4778
12 | 22 | 11 | 8532 | Sunday |  | Irradiance_8532 |  | 0 | 231.079 | 33.7642
12 | 22 | 12 | 8533 | Sunday |  | Irradiance_8533 |  | 0 | 86.645 | 12.3454
12 | 22 | 13 | 8534 | Sunday |  | Irradiance_8534 |  | 0 | 46.508 | 6.2563
12 | 22 | 14 | 8535 | Sunday |  | Irradiance_8535 |  | 0 | 13.98 | 1.2643
12 | 22 | 15 | 8536 | Sunday |  | Irradiance_8536 |  | 0 | 0.953 | 0
12 | 22 | 16 | 8537 | Sunday |  | Irradiance_8537 |  | 0 | 0 | 0
12 | 22 | 17 | 8538 | Sunday |  | Irradiance_8538 |  | 0 | 0 | 0
12 | 22 | 18 | 8539 | Sunday |  | Irradiance_8539 |  | 0 | 0 | 0
12 | 22 | 19 | 8540 | Sunday |  | Irradiance_8540 |  | 0 | 0 | 0
12 | 22 | 20 | 8541 | Sunday |  | Irradiance_8541 |  | 0 | 0 | 0
12 | 22 | 21 | 8542 | Sunday |  | Irradiance_8542 |  | 0 | 0 | 0
12 | 22 | 22 | 8543 | Sunday |  | Irradiance_8543 |  | 0 | 0 | 0
12 | 22 | 23 | 8544 | Sunday |  | Irradiance_8544 |  | 0 | 0 | 0
12 | 23 | 0 | 8545 | Yes |  | Irradiance_8545 |  | 0 | 0 | 0
12 | 23 | 1 | 8546 | Yes |  | Irradiance_8546 |  | 0 | 0 | 0
12 | 23 | 2 | 8547 | Yes |  | Irradiance_8547 |  | 0 | 0 | 0
12 | 23 | 3 | 8548 | Yes |  | Irradiance_8548 |  | 0 | 0 | 0
12 | 23 | 4 | 8549 | Yes |  | Irradiance_8549 |  | 0 | 0 | 0
12 | 23 | 5 | 8550 | Yes |  | Irradiance_8550 |  | 0 | 0 | 0
12 | 23 | 6 | 8551 | Yes |  | Irradiance_8551 |  | 0 | 0 | 0
12 | 23 | 7 | 8552 | Yes |  | Irradiance_8552 |  | 0 | 0 | 0
12 | 23 | 8 | 8553 | Yes |  | Irradiance_8553 |  | 0 | 7.445 | 0.25872
12 | 23 | 9 | 8554 | Yes |  | Irradiance_8554 |  | 0 | 22.38 | 2.5581
12 | 23 | 10 | 8555 | Yes |  | Irradiance_8555 |  | 0 | 34.542 | 4.425
12 | 23 | 11 | 8556 | Yes |  | Irradiance_8556 |  | 0 | 39.224 | 5.1197
12 | 23 | 12 | 8557 | Yes |  | Irradiance_8557 |  | 0 | 35.478 | 4.557
12 | 23 | 13 | 8558 | Yes |  | Irradiance_8558 |  | 0 | 25.185 | 2.976
12 | 23 | 14 | 8559 | Yes |  | Irradiance_8559 |  | 0 | 9.309 | 0.50672
12 | 23 | 15 | 8560 | Yes |  | Irradiance_8560 |  | 0 | 0.953 | 0
12 | 23 | 16 | 8561 | Yes |  | Irradiance_8561 |  | 0 | 0 | 0
12 | 23 | 17 | 8562 | Yes |  | Irradiance_8562 |  | 0 | 0 | 0
12 | 23 | 18 | 8563 | Yes |  | Irradiance_8563 |  | 0 | 0 | 0
12 | 23 | 19 | 8564 | Yes |  | Irradiance_8564 |  | 0 | 0 | 0
12 | 23 | 20 | 8565 | Yes |  | Irradiance_8565 |  | 0 | 0 | 0
12 | 23 | 21 | 8566 | Yes |  | Irradiance_8566 |  | 0 | 0 | 0
12 | 23 | 22 | 8567 | Yes |  | Irradiance_8567 |  | 0 | 0 | 0
12 | 23 | 23 | 8568 | Yes |  | Irradiance_8568 |  | 0 | 0 | 0
12 | 24 | 0 | 8569 | Yes |  | Irradiance_8569 |  | 0 | 0 | 0
12 | 24 | 1 | 8570 | Yes |  | Irradiance_8570 |  | 0 | 0 | 0
12 | 24 | 2 | 8571 | Yes |  | Irradiance_8571 |  | 0 | 0 | 0
12 | 24 | 3 | 8572 | Yes |  | Irradiance_8572 |  | 0 | 0 | 0
12 | 24 | 4 | 8573 | Yes |  | Irradiance_8573 |  | 0 | 0 | 0
12 | 24 | 5 | 8574 | Yes |  | Irradiance_8574 |  | 0 | 0 | 0
12 | 24 | 6 | 8575 | Yes |  | Irradiance_8575 |  | 0 | 0 | 0
12 | 24 | 7 | 8576 | Yes |  | Irradiance_8576 |  | 0 | 0 | 0
12 | 24 | 8 | 8577 | Yes |  | Irradiance_8577 |  | 0 | 11.18 | 0.856
12 | 24 | 9 | 8578 | Yes |  | Irradiance_8578 |  | 0 | 22.38 | 2.5978
12 | 24 | 10 | 8579 | Yes |  | Irradiance_8579 |  | 0 | 50.182 | 6.909
12 | 24 | 11 | 8580 | Yes |  | Irradiance_8580 |  | 0 | 75.885 | 10.8675
12 | 24 | 12 | 8581 | Yes |  | Irradiance_8581 |  | 0 | 87.842 | 12.6965
12 | 24 | 13 | 8582 | Yes |  | Irradiance_8582 |  | 0 | 47.619 | 6.5198
12 | 24 | 14 | 8583 | Yes |  | Irradiance_8583 |  | 0 | 13.979 | 1.3042
12 | 24 | 15 | 8584 | Yes |  | Irradiance_8584 |  | 0 | 0.953 | 0
12 | 24 | 16 | 8585 | Yes |  | Irradiance_8585 |  | 0 | 0 | 0
12 | 24 | 17 | 8586 | Yes |  | Irradiance_8586 |  | 0 | 0 | 0
12 | 24 | 18 | 8587 | Yes |  | Irradiance_8587 |  | 0 | 0 | 0
12 | 24 | 19 | 8588 | Yes |  | Irradiance_8588 |  | 0 | 0 | 0
12 | 24 | 20 | 8589 | Yes |  | Irradiance_8589 |  | 0 | 0 | 0
12 | 24 | 21 | 8590 | Yes |  | Irradiance_8590 |  | 0 | 0 | 0
12 | 24 | 22 | 8591 | Yes |  | Irradiance_8591 |  | 0 | 0 | 0
12 | 24 | 23 | 8592 | Yes |  | Irradiance_8592 |  | 0 | 0 | 0
12 | 25 | 0 | 8593 | Yes |  | Irradiance_8593 |  | 0 | 0 | 0
12 | 25 | 1 | 8594 | Yes |  | Irradiance_8594 |  | 0 | 0 | 0
12 | 25 | 2 | 8595 | Yes |  | Irradiance_8595 |  | 0 | 0 | 0
12 | 25 | 3 | 8596 | Yes |  | Irradiance_8596 |  | 0 | 0 | 0
12 | 25 | 4 | 8597 | Yes |  | Irradiance_8597 |  | 0 | 0 | 0
12 | 25 | 5 | 8598 | Yes |  | Irradiance_8598 |  | 0 | 0 | 0
12 | 25 | 6 | 8599 | Yes |  | Irradiance_8599 |  | 0 | 0 | 0
12 | 25 | 7 | 8600 | Yes |  | Irradiance_8600 |  | 0 | 0 | 0
12 | 25 | 8 | 8601 | Yes |  | Irradiance_8601 |  | 0 | 7.445 | 0.28352
12 | 25 | 9 | 8602 | Yes |  | Irradiance_8602 |  | 0 | 22.381 | 2.6301
12 | 25 | 10 | 8603 | Yes |  | Irradiance_8603 |  | 0 | 34.542 | 4.5427
12 | 25 | 11 | 8604 | Yes |  | Irradiance_8604 |  | 0 | 39.224 | 5.2499
12 | 25 | 12 | 8605 | Yes |  | Irradiance_8605 |  | 0 | 36.415 | 4.811
12 | 25 | 13 | 8606 | Yes |  | Irradiance_8606 |  | 0 | 25.185 | 3.0523
12 | 25 | 14 | 8607 | Yes |  | Irradiance_8607 |  | 0 | 10.242 | 0.71376
12 | 25 | 15 | 8608 | Yes |  | Irradiance_8608 |  | 0 | 0.953 | 0
12 | 25 | 16 | 8609 | Yes |  | Irradiance_8609 |  | 0 | 0 | 0
12 | 25 | 17 | 8610 | Yes |  | Irradiance_8610 |  | 0 | 0 | 0
12 | 25 | 18 | 8611 | Yes |  | Irradiance_8611 |  | 0 | 0 | 0
12 | 25 | 19 | 8612 | Yes |  | Irradiance_8612 |  | 0 | 0 | 0
12 | 25 | 20 | 8613 | Yes |  | Irradiance_8613 |  | 0 | 0 | 0
12 | 25 | 21 | 8614 | Yes |  | Irradiance_8614 |  | 0 | 0 | 0
12 | 25 | 22 | 8615 | Yes |  | Irradiance_8615 |  | 0 | 0 | 0
12 | 25 | 23 | 8616 | Yes |  | Irradiance_8616 |  | 0 | 0 | 0
12 | 26 | 0 | 8617 | Yes |  | Irradiance_8617 |  | 0 | 0 | 0
12 | 26 | 1 | 8618 | Yes |  | Irradiance_8618 |  | 0 | 0 | 0
12 | 26 | 2 | 8619 | Yes |  | Irradiance_8619 |  | 0 | 0 | 0
12 | 26 | 3 | 8620 | Yes |  | Irradiance_8620 |  | 0 | 0 | 0
12 | 26 | 4 | 8621 | Yes |  | Irradiance_8621 |  | 0 | 0 | 0
12 | 26 | 5 | 8622 | Yes |  | Irradiance_8622 |  | 0 | 0 | 0
12 | 26 | 6 | 8623 | Yes |  | Irradiance_8623 |  | 0 | 0 | 0
12 | 26 | 7 | 8624 | Yes |  | Irradiance_8624 |  | 0 | 0 | 0
12 | 26 | 8 | 8625 | Yes |  | Irradiance_8625 |  | 0 | 13.986 | 1.3333
12 | 26 | 9 | 8626 | Yes |  | Irradiance_8626 |  | 0 | 53.687 | 7.6074
12 | 26 | 10 | 8627 | Yes |  | Irradiance_8627 |  | 0 | 129.492 | 19.3342
12 | 26 | 11 | 8628 | Yes |  | Irradiance_8628 |  | 0 | 198.483 | 29.8429
12 | 26 | 12 | 8629 | Yes |  | Irradiance_8629 |  | 0 | 197.171 | 29.5866
12 | 26 | 13 | 8630 | Yes |  | Irradiance_8630 |  | 0 | 155.334 | 23.0725
12 | 26 | 14 | 8631 | Yes |  | Irradiance_8631 |  | 0 | 66.871 | 9.4322
12 | 26 | 15 | 8632 | Yes |  | Irradiance_8632 |  | 0 | 2.859 | 0
12 | 26 | 16 | 8633 | Yes |  | Irradiance_8633 |  | 0 | 0 | 0
12 | 26 | 17 | 8634 | Yes |  | Irradiance_8634 |  | 0 | 0 | 0
12 | 26 | 18 | 8635 | Yes |  | Irradiance_8635 |  | 0 | 0 | 0
12 | 26 | 19 | 8636 | Yes |  | Irradiance_8636 |  | 0 | 0 | 0
12 | 26 | 20 | 8637 | Yes |  | Irradiance_8637 |  | 0 | 0 | 0
12 | 26 | 21 | 8638 | Yes |  | Irradiance_8638 |  | 0 | 0 | 0
12 | 26 | 22 | 8639 | Yes |  | Irradiance_8639 |  | 0 | 0 | 0
12 | 26 | 23 | 8640 | Yes |  | Irradiance_8640 |  | 0 | 0 | 0
12 | 27 | 0 | 8641 | Yes |  | Irradiance_8641 |  | 0 | 0 | 0
12 | 27 | 1 | 8642 | Yes |  | Irradiance_8642 |  | 0 | 0 | 0
12 | 27 | 2 | 8643 | Yes |  | Irradiance_8643 |  | 0 | 0 | 0
12 | 27 | 3 | 8644 | Yes |  | Irradiance_8644 |  | 0 | 0 | 0
12 | 27 | 4 | 8645 | Yes |  | Irradiance_8645 |  | 0 | 0 | 0
12 | 27 | 5 | 8646 | Yes |  | Irradiance_8646 |  | 0 | 0 | 0
12 | 27 | 6 | 8647 | Yes |  | Irradiance_8647 |  | 0 | 0 | 0
12 | 27 | 7 | 8648 | Yes |  | Irradiance_8648 |  | 0 | 0 | 0
12 | 27 | 8 | 8649 | Yes |  | Irradiance_8649 |  | 0 | 7.445 | 0.28352
12 | 27 | 9 | 8650 | Yes |  | Irradiance_8650 |  | 0 | 22.381 | 2.6173
12 | 27 | 10 | 8651 | Yes |  | Irradiance_8651 |  | 0 | 34.542 | 4.4989
12 | 27 | 11 | 8652 | Yes |  | Irradiance_8652 |  | 0 | 39.224 | 5.2
12 | 27 | 12 | 8653 | Yes |  | Irradiance_8653 |  | 0 | 36.414 | 4.7395
12 | 27 | 13 | 8654 | Yes |  | Irradiance_8654 |  | 0 | 25.185 | 2.9946
12 | 27 | 14 | 8655 | Yes |  | Irradiance_8655 |  | 0 | 10.242 | 0.68752
12 | 27 | 15 | 8656 | Yes |  | Irradiance_8656 |  | 0 | 0.953 | 0
12 | 27 | 16 | 8657 | Yes |  | Irradiance_8657 |  | 0 | 0 | 0
12 | 27 | 17 | 8658 | Yes |  | Irradiance_8658 |  | 0 | 0 | 0
12 | 27 | 18 | 8659 | Yes |  | Irradiance_8659 |  | 0 | 0 | 0
12 | 27 | 19 | 8660 | Yes |  | Irradiance_8660 |  | 0 | 0 | 0
12 | 27 | 20 | 8661 | Yes |  | Irradiance_8661 |  | 0 | 0 | 0
12 | 27 | 21 | 8662 | Yes |  | Irradiance_8662 |  | 0 | 0 | 0
12 | 27 | 22 | 8663 | Yes |  | Irradiance_8663 |  | 0 | 0 | 0
12 | 27 | 23 | 8664 | Yes |  | Irradiance_8664 |  | 0 | 0 | 0
12 | 28 | 0 | 8665 | Saturday |  | Irradiance_8665 |  | 0 | 0 | 0
12 | 28 | 1 | 8666 | Saturday |  | Irradiance_8666 |  | 0 | 0 | 0
12 | 28 | 2 | 8667 | Saturday |  | Irradiance_8667 |  | 0 | 0 | 0
12 | 28 | 3 | 8668 | Saturday |  | Irradiance_8668 |  | 0 | 0 | 0
12 | 28 | 4 | 8669 | Saturday |  | Irradiance_8669 |  | 0 | 0 | 0
12 | 28 | 5 | 8670 | Saturday |  | Irradiance_8670 |  | 0 | 0 | 0
12 | 28 | 6 | 8671 | Saturday |  | Irradiance_8671 |  | 0 | 0 | 0
12 | 28 | 7 | 8672 | Saturday |  | Irradiance_8672 |  | 0 | 0 | 0
12 | 28 | 8 | 8673 | Saturday |  | Irradiance_8673 |  | 0 | 10.245 | 0.67248
12 | 28 | 9 | 8674 | Saturday |  | Irradiance_8674 |  | 0 | 22.381 | 2.5139
12 | 28 | 10 | 8675 | Saturday |  | Irradiance_8675 |  | 0 | 34.542 | 4.359
12 | 28 | 11 | 8676 | Saturday |  | Irradiance_8676 |  | 0 | 39.224 | 5.0546
12 | 28 | 12 | 8677 | Saturday |  | Irradiance_8677 |  | 0 | 36.414 | 4.6179
12 | 28 | 13 | 8678 | Saturday |  | Irradiance_8678 |  | 0 | 25.184 | 2.9226
12 | 28 | 14 | 8679 | Saturday |  | Irradiance_8679 |  | 0 | 10.241 | 0.6616
12 | 28 | 15 | 8680 | Saturday |  | Irradiance_8680 |  | 0 | 0.953 | 0
12 | 28 | 16 | 8681 | Saturday |  | Irradiance_8681 |  | 0 | 0 | 0
12 | 28 | 17 | 8682 | Saturday |  | Irradiance_8682 |  | 0 | 0 | 0
12 | 28 | 18 | 8683 | Saturday |  | Irradiance_8683 |  | 0 | 0 | 0
12 | 28 | 19 | 8684 | Saturday |  | Irradiance_8684 |  | 0 | 0 | 0
12 | 28 | 20 | 8685 | Saturday |  | Irradiance_8685 |  | 0 | 0 | 0
12 | 28 | 21 | 8686 | Saturday |  | Irradiance_8686 |  | 0 | 0 | 0
12 | 28 | 22 | 8687 | Saturday |  | Irradiance_8687 |  | 0 | 0 | 0
12 | 28 | 23 | 8688 | Saturday |  | Irradiance_8688 |  | 0 | 0 | 0
12 | 29 | 0 | 8689 | Sunday |  | Irradiance_8689 |  | 0 | 0 | 0
12 | 29 | 1 | 8690 | Sunday |  | Irradiance_8690 |  | 0 | 0 | 0
12 | 29 | 2 | 8691 | Sunday |  | Irradiance_8691 |  | 0 | 0 | 0
12 | 29 | 3 | 8692 | Sunday |  | Irradiance_8692 |  | 0 | 0 | 0
12 | 29 | 4 | 8693 | Sunday |  | Irradiance_8693 |  | 0 | 0 | 0
12 | 29 | 5 | 8694 | Sunday |  | Irradiance_8694 |  | 0 | 0 | 0
12 | 29 | 6 | 8695 | Sunday |  | Irradiance_8695 |  | 0 | 0 | 0
12 | 29 | 7 | 8696 | Sunday |  | Irradiance_8696 |  | 0 | 0 | 0
12 | 29 | 8 | 8697 | Sunday |  | Irradiance_8697 |  | 0 | 13.987 | 1.2584
12 | 29 | 9 | 8698 | Sunday |  | Irradiance_8698 |  | 0 | 22.381 | 2.5195
12 | 29 | 10 | 8699 | Sunday |  | Irradiance_8699 |  | 0 | 34.542 | 4.337
12 | 29 | 11 | 8700 | Sunday |  | Irradiance_8700 |  | 0 | 39.224 | 5.0178
12 | 29 | 12 | 8701 | Sunday |  | Irradiance_8701 |  | 0 | 36.414 | 4.559
12 | 29 | 13 | 8702 | Sunday |  | Irradiance_8702 |  | 0 | 26.12 | 3.0141
12 | 29 | 14 | 8703 | Sunday |  | Irradiance_8703 |  | 0 | 11.175 | 0.77376
12 | 29 | 15 | 8704 | Sunday |  | Irradiance_8704 |  | 0 | 0.953 | 0
12 | 29 | 16 | 8705 | Sunday |  | Irradiance_8705 |  | 0 | 0 | 0
12 | 29 | 17 | 8706 | Sunday |  | Irradiance_8706 |  | 0 | 0 | 0
12 | 29 | 18 | 8707 | Sunday |  | Irradiance_8707 |  | 0 | 0 | 0
12 | 29 | 19 | 8708 | Sunday |  | Irradiance_8708 |  | 0 | 0 | 0
12 | 29 | 20 | 8709 | Sunday |  | Irradiance_8709 |  | 0 | 0 | 0
12 | 29 | 21 | 8710 | Sunday |  | Irradiance_8710 |  | 0 | 0 | 0
12 | 29 | 22 | 8711 | Sunday |  | Irradiance_8711 |  | 0 | 0 | 0
12 | 29 | 23 | 8712 | Sunday |  | Irradiance_8712 |  | 0 | 0 | 0
12 | 30 | 0 | 8713 | Yes |  | Irradiance_8713 |  | 0 | 0 | 0
12 | 30 | 1 | 8714 | Yes |  | Irradiance_8714 |  | 0 | 0 | 0
12 | 30 | 2 | 8715 | Yes |  | Irradiance_8715 |  | 0 | 0 | 0
12 | 30 | 3 | 8716 | Yes |  | Irradiance_8716 |  | 0 | 0 | 0
12 | 30 | 4 | 8717 | Yes |  | Irradiance_8717 |  | 0 | 0 | 0
12 | 30 | 5 | 8718 | Yes |  | Irradiance_8718 |  | 0 | 0 | 0
12 | 30 | 6 | 8719 | Yes |  | Irradiance_8719 |  | 0 | 0 | 0
12 | 30 | 7 | 8720 | Yes |  | Irradiance_8720 |  | 0 | 0 | 0
12 | 30 | 8 | 8721 | Yes |  | Irradiance_8721 |  | 0 | 18.674 | 1.9235
12 | 30 | 9 | 8722 | Yes |  | Irradiance_8722 |  | 0 | 53.606 | 7.1997
12 | 30 | 10 | 8723 | Yes |  | Irradiance_8723 |  | 0 | 197.402 | 28.3429
12 | 30 | 11 | 8724 | Yes |  | Irradiance_8724 |  | 0 | 333.704 | 48.1771
12 | 30 | 12 | 8725 | Yes |  | Irradiance_8725 |  | 0 | 387.249 | 55.5803
12 | 30 | 13 | 8726 | Yes |  | Irradiance_8726 |  | 0 | 307.055 | 43.564
12 | 30 | 14 | 8727 | Yes |  | Irradiance_8727 |  | 0 | 137.764 | 18.9016
12 | 30 | 15 | 8728 | Yes |  | Irradiance_8728 |  | 0 | 4.766 | 0
12 | 30 | 16 | 8729 | Yes |  | Irradiance_8729 |  | 0 | 0 | 0
12 | 30 | 17 | 8730 | Yes |  | Irradiance_8730 |  | 0 | 0 | 0
12 | 30 | 18 | 8731 | Yes |  | Irradiance_8731 |  | 0 | 0 | 0
12 | 30 | 19 | 8732 | Yes |  | Irradiance_8732 |  | 0 | 0 | 0
12 | 30 | 20 | 8733 | Yes |  | Irradiance_8733 |  | 0 | 0 | 0
12 | 30 | 21 | 8734 | Yes |  | Irradiance_8734 |  | 0 | 0 | 0
12 | 30 | 22 | 8735 | Yes |  | Irradiance_8735 |  | 0 | 0 | 0
12 | 30 | 23 | 8736 | Yes |  | Irradiance_8736 |  | 0 | 0 | 0
12 | 31 | 0 | 8737 | Yes |  | Irradiance_8737 |  | 0 | 0 | 0
12 | 31 | 1 | 8738 | Yes |  | Irradiance_8738 |  | 0 | 0 | 0
12 | 31 | 2 | 8739 | Yes |  | Irradiance_8739 |  | 0 | 0 | 0
12 | 31 | 3 | 8740 | Yes |  | Irradiance_8740 |  | 0 | 0 | 0
12 | 31 | 4 | 8741 | Yes |  | Irradiance_8741 |  | 0 | 0 | 0
12 | 31 | 5 | 8742 | Yes |  | Irradiance_8742 |  | 0 | 0 | 0
12 | 31 | 6 | 8743 | Yes |  | Irradiance_8743 |  | 0 | 0 | 0
12 | 31 | 7 | 8744 | Yes |  | Irradiance_8744 |  | 0 | 0 | 0
12 | 31 | 8 | 8745 | Yes |  | Irradiance_8745 |  | 0 | 7.445 | 0.26
12 | 31 | 9 | 8746 | Yes |  | Irradiance_8746 |  | 0 | 22.38 | 2.5592
12 | 31 | 10 | 8747 | Yes |  | Irradiance_8747 |  | 0 | 34.541 | 4.4149
12 | 31 | 11 | 8748 | Yes |  | Irradiance_8748 |  | 0 | 40.161 | 5.2606
12 | 31 | 12 | 8749 | Yes |  | Irradiance_8749 |  | 0 | 37.351 | 4.8176
12 | 31 | 13 | 8750 | Yes |  | Irradiance_8750 |  | 0 | 27.056 | 3.2427
12 | 31 | 14 | 8751 | Yes |  | Irradiance_8751 |  | 0 | 11.174 | 0.81936
12 | 31 | 15 | 8752 | Yes |  | Irradiance_8752 |  | 0 | 0.953 | 0
12 | 31 | 16 | 8753 | Yes |  | Irradiance_8753 |  | 0 | 0 | 0
12 | 31 | 17 | 8754 | Yes |  | Irradiance_8754 |  | 0 | 0 | 0
12 | 31 | 18 | 8755 | Yes |  | Irradiance_8755 |  | 0 | 0 | 0
12 | 31 | 19 | 8756 | Yes |  | Irradiance_8756 |  | 0 | 0 | 0
12 | 31 | 20 | 8757 | Yes |  | Irradiance_8757 |  | 0 | 0 | 0
12 | 31 | 21 | 8758 | Yes |  | Irradiance_8758 |  | 0 | 0 | 0
12 | 31 | 22 | 8759 | Yes |  | Irradiance_8759 |  | 0 | 0 | 0
12 | 31 | 23 | 8760 | Yes |  | Irradiance_8760 |  | 0 | 0 | 0
End
Insert New Rows Pior to This Row

## Misc
LibraryLink